## Sheet 1
ID | type | field | value
AN000033 | measurement_metadata | MS_COMMENTS | -
AN000033 | measurement_metadata | INSTRUMENT_NAME | Agilent 6530 QTOF
AN000033 | measurement_metadata | INSTRUMENT_TYPE | QTOF
AN000033 | measurement_metadata | MS_TYPE | ESI
AN000033 | measurement_metadata | ION_MODE | POSITIVE
AN000033 | chromatography_metadata | CHROMATOGRAPHY_TYPE | Reversed phase
AN000033 | chromatography_metadata | INSTRUMENT_NAME | Agilent 1200
AN000033 | chromatography_metadata | COLUMN_NAME | Waters Acquity HSS T3 reversed-phase
AN000033 | chromatography_metadata | METHODS_ID | EX00125-LCMS-method.pdf
AN000033 | chromatography_metadata | COLUMN_TEMPERATURE | 40C
AN000033 | chromatography_metadata | FLOW_GRADIENT | 0-0.5 min 1% B, 0.5-2 min 1-99% B, 2-6 min 99% B, 6-9 min 1% B.
AN000033 | chromatography_metadata | FLOW_RATE | 0.35 mL/min
AN000033 | chromatography_metadata | SOLVENT_A | 100% water with 0.1% formic acid
AN000033 | chromatography_metadata | SOLVENT_B | 100% methanol with 0.1% formic acid
AN000033 | missingness | n_missing | 26462
AN000033 | missingness | n_value | 60060
AN000033 | missingness | perc_missing | 44.0592740592741
AN000033 | binomial_statistics | estimate | 0.793004587155963
AN000033 | binomial_statistics | statistic | 9681
AN000033 | binomial_statistics | p.value | 0
AN000033 | binomial_statistics | parameter | 12208
AN000033 | binomial_statistics | conf.low | 0.786880763415051
AN000033 | binomial_statistics | conf.high | 1
AN000033 | binomial_statistics | method | Exact binomial test
AN000033 | binomial_statistics | alternative | greater
AN000034 | measurement_metadata | INSTRUMENT_NAME | Agilent 6530 QTOF
AN000034 | measurement_metadata | INSTRUMENT_TYPE | QTOF
AN000034 | measurement_metadata | MS_TYPE | ESI
AN000034 | measurement_metadata | ION_MODE | POSITIVE
AN000034 | measurement_metadata | MS_COMMENTS | Reference masses were 99.09 and 922.009 m/z.
AN000034 | measurement_metadata | CAPILLARY_VOLTAGE | 3500V
AN000034 | measurement_metadata | ION_SOURCE_TEMPERATURE | 350 C
AN000034 | chromatography_metadata | CHROMATOGRAPHY_SUMMARY | Positive ion detection
AN000034 | chromatography_metadata | CHROMATOGRAPHY_TYPE | Reversed phase
AN000034 | chromatography_metadata | INSTRUMENT_NAME | Agilent 1200
AN000034 | chromatography_metadata | COLUMN_NAME | Waters Acquity HSS T3 reversed-phase
AN000034 | chromatography_metadata | METHODS_FILENAME | EX00166-LCMS-method.pdf
AN000034 | chromatography_metadata | COLUMN_TEMPERATURE | 40C
AN000034 | chromatography_metadata | FLOW_GRADIENT | 0-0.5 min 1% B, 0.5-2 min 1-99% B, 2-6 min 99% B, 6-9 min 1% B.
AN000034 | chromatography_metadata | FLOW_RATE | 0.35 mL/min
AN000034 | chromatography_metadata | SOLVENT_A | 100% water with 0.1% formic acid
AN000034 | chromatography_metadata | SOLVENT_B | 100% methanol with 0.1% formic acid
AN000034 | missingness | n_missing | 3750
AN000034 | missingness | n_value | 15288
AN000034 | missingness | perc_missing | 24.5290423861852
AN000034 | binomial_statistics | estimate | 0.682219865676918
AN000034 | binomial_statistics | statistic | 3860
AN000034 | binomial_statistics | p.value | 2.13218710882019e-169
AN000034 | binomial_statistics | parameter | 5658
AN000034 | binomial_statistics | conf.low | 0.671881761934095
AN000034 | binomial_statistics | conf.high | 1
AN000034 | binomial_statistics | method | Exact binomial test
AN000034 | binomial_statistics | alternative | greater
AN000035 | measurement_metadata | INSTRUMENT_NAME | Agilent 6530 QTOF
AN000035 | measurement_metadata | INSTRUMENT_TYPE | QTOF
AN000035 | measurement_metadata | MS_TYPE | ESI
AN000035 | measurement_metadata | ION_MODE | NEGATIVE
AN000035 | measurement_metadata | MS_COMMENTS | Reference masses 62.0009 and 981.9956 m/z.
AN000035 | measurement_metadata | CAPILLARY_VOLTAGE | 3500V
AN000035 | measurement_metadata | ION_SOURCE_TEMPERATURE | 350 C
AN000035 | chromatography_metadata | CHROMATOGRAPHY_SUMMARY | Negative ion detection
AN000035 | chromatography_metadata | CHROMATOGRAPHY_TYPE | Reversed phase
AN000035 | chromatography_metadata | INSTRUMENT_NAME | Agilent 1200
AN000035 | chromatography_metadata | COLUMN_NAME | Waters Acquity HSS T3 reversed-phase
AN000035 | chromatography_metadata | METHODS_FILENAME | EX00166-LCMS-method.pdf
AN000035 | chromatography_metadata | COLUMN_TEMPERATURE | 40C
AN000035 | chromatography_metadata | FLOW_GRADIENT | 0-0.5 min 1% B, 0.5-2 min 1-99% B, 2-6 min 99% B, 6-9 min 1% B.
AN000035 | chromatography_metadata | FLOW_RATE | 0.35 mL/min
AN000035 | chromatography_metadata | SOLVENT_A | 100% water with 0.1% ammonium bicarbonate
AN000035 | chromatography_metadata | SOLVENT_B | 100% methanol with 0.1% ammonium bicarbonate
AN000035 | missingness | n_missing | 2327
AN000035 | missingness | n_value | 9618
AN000035 | missingness | perc_missing | 24.1942191723851
AN000035 | binomial_statistics | estimate | 0.526891691394659
AN000035 | binomial_statistics | statistic | 2841
AN000035 | binomial_statistics | p.value | 4.1323719920213e-05
AN000035 | binomial_statistics | parameter | 5392
AN000035 | binomial_statistics | conf.low | 0.515606248848073
AN000035 | binomial_statistics | conf.high | 1
AN000035 | binomial_statistics | method | Exact binomial test
AN000035 | binomial_statistics | alternative | greater
AN000041 | measurement_metadata | INSTRUMENT_TYPE | Bruker Avance III
AN000041 | measurement_metadata | NMR_EXPERIMENT_TYPE | 1D 1H
AN000041 | measurement_metadata | FIELD_FREQUENCY_LOCK | Deuterium
AN000041 | measurement_metadata | STANDARD_CONCENTRATION | 0.5mm
AN000041 | measurement_metadata | SPECTROMETER_FREQUENCY | 950 MHz
AN000041 | measurement_metadata | NMR_PROBE | 5mm, Inverse ATMA
AN000041 | measurement_metadata | NMR_SOLVENT | D2O
AN000041 | measurement_metadata | NMR_TUBE_SIZE | 5mm, 7 inch
AN000041 | measurement_metadata | SHIMMING_METHOD | Topshim
AN000041 | measurement_metadata | PULSE_SEQUENCE | noesypr1d
AN000041 | measurement_metadata | WATER_SUPPRESSION | presat
AN000041 | measurement_metadata | PULSE_WIDTH | 13.07 us
AN000041 | measurement_metadata | POWER_LEVEL | 12.589w
AN000041 | measurement_metadata | RECEIVER_GAIN | 4
AN000041 | measurement_metadata | OFFSET_FREQUENCY | 4468.31
AN000041 | measurement_metadata | CHEMICAL_SHIFT_REF_CPD | DSS
AN000041 | measurement_metadata | TEMPERATURE | 298 K
AN000041 | measurement_metadata | NUMBER_OF_SCANS | 64
AN000041 | measurement_metadata | DUMMY_SCANS | 4
AN000041 | measurement_metadata | ACQUISITION_TIME | 1.7301503 s
AN000041 | measurement_metadata | RELAXATION_DELAY | 2 s
AN000041 | measurement_metadata | SPECTRAL_WIDTH | 18939.395 Hz, 19.93 ppm
AN000041 | measurement_metadata | NUM_DATA_POINTS_ACQUIRED | 65536
AN000041 | measurement_metadata | REAL_DATA_POINTS | 65536
AN000041 | measurement_metadata | LINE_BROADENING | 0.5
AN000041 | measurement_metadata | ZERO_FILLING | Yes
AN000041 | measurement_metadata | APODIZATION | Lorentzian
AN000041 | measurement_metadata | BASELINE_CORRECTION_METHOD | Polynomial
AN000041 | measurement_metadata | CHEMICAL_SHIFT_REF_STD | DSS
AN000041 | measurement_metadata | INSTRUMENT_NAME | Bruker Avance III
AN000041 | chromatography_metadata | CHROMATOGRAPHY_SUMMARY | None
AN000041 | chromatography_metadata | CHROMATOGRAPHY_TYPE | -
AN000041 | chromatography_metadata | INSTRUMENT_NAME | -
AN000041 | chromatography_metadata | COLUMN_NAME | -
AN000041 | missingness | n_missing | 892
AN000041 | missingness | n_value | 7020
AN000041 | missingness | perc_missing | 12.7065527065527
AN000041 | binomial_statistics | estimate | 0.803466076696165
AN000041 | binomial_statistics | statistic | 2179
AN000041 | binomial_statistics | p.value | 4.86204992923652e-235
AN000041 | binomial_statistics | parameter | 2712
AN000041 | binomial_statistics | conf.low | 0.790490086073258
AN000041 | binomial_statistics | conf.high | 1
AN000041 | binomial_statistics | method | Exact binomial test
AN000041 | binomial_statistics | alternative | greater
AN000064 | measurement_metadata | MS_COMMENTS | -
AN000064 | measurement_metadata | INSTRUMENT_NAME | Agilent 6530 QTOF
AN000064 | measurement_metadata | INSTRUMENT_TYPE | QTOF
AN000064 | measurement_metadata | MS_TYPE | ESI
AN000064 | measurement_metadata | ION_MODE | POSITIVE
AN000064 | chromatography_metadata | CHROMATOGRAPHY_TYPE | Reversed phase
AN000064 | chromatography_metadata | INSTRUMENT_NAME | Agilent 1200
AN000064 | chromatography_metadata | COLUMN_NAME | Waters Acquity HSS T3
AN000064 | chromatography_metadata | METHODS_ID | AQM003:AQM004
AN000064 | chromatography_metadata | METHODS_FILENAME | Column1_lowinj_jetstream_grad9.m.zip
AN000064 | missingness | n_missing | 935
AN000064 | missingness | n_value | 3360
AN000064 | missingness | perc_missing | 27.827380952381
AN000064 | binomial_statistics | estimate | 0.707865168539326
AN000064 | binomial_statistics | statistic | 945
AN000064 | binomial_statistics | p.value | 9.00616596255413e-54
AN000064 | binomial_statistics | parameter | 1335
AN000064 | binomial_statistics | conf.low | 0.686691958189602
AN000064 | binomial_statistics | conf.high | 1
AN000064 | binomial_statistics | method | Exact binomial test
AN000064 | binomial_statistics | alternative | greater
AN000065 | measurement_metadata | MS_COMMENTS | -
AN000065 | measurement_metadata | INSTRUMENT_NAME | Agilent 6530 QTOF
AN000065 | measurement_metadata | INSTRUMENT_TYPE | QTOF
AN000065 | measurement_metadata | MS_TYPE | ESI
AN000065 | measurement_metadata | ION_MODE | NEGATIVE
AN000065 | chromatography_metadata | CHROMATOGRAPHY_TYPE | Reversed phase
AN000065 | chromatography_metadata | INSTRUMENT_NAME | Agilent 1200
AN000065 | chromatography_metadata | COLUMN_NAME | Waters Acquity HSS T3
AN000065 | chromatography_metadata | METHODS_ID | AQM003:AQM004
AN000065 | chromatography_metadata | METHODS_FILENAME | Column1_lowinj_jetstream_grad9.m.zip
AN000065 | missingness | n_missing | 896
AN000065 | missingness | n_value | 2772
AN000065 | missingness | perc_missing | 32.3232323232323
AN000065 | binomial_statistics | estimate | 0.674678111587983
AN000065 | binomial_statistics | statistic | 786
AN000065 | binomial_statistics | p.value | 1.39375042640043e-33
AN000065 | binomial_statistics | parameter | 1165
AN000065 | binomial_statistics | conf.low | 0.651361324432119
AN000065 | binomial_statistics | conf.high | 1
AN000065 | binomial_statistics | method | Exact binomial test
AN000065 | binomial_statistics | alternative | greater
AN000070 | measurement_metadata | MS_COMMENTS | -
AN000070 | measurement_metadata | INSTRUMENT_NAME | Agilent 6530 QTOF
AN000070 | measurement_metadata | INSTRUMENT_TYPE | QTOF
AN000070 | measurement_metadata | MS_TYPE | ESI
AN000070 | measurement_metadata | ION_MODE | POSITIVE
AN000070 | chromatography_metadata | CHROMATOGRAPHY_TYPE | Reversed phase
AN000070 | chromatography_metadata | INSTRUMENT_NAME | Agilent 1200
AN000070 | chromatography_metadata | COLUMN_NAME | Waters Acquity HSS T3
AN000070 | chromatography_metadata | METHODS_ID | AQM003:AQM004
AN000070 | chromatography_metadata | METHODS_FILENAME | Column1_solv1_jetstream_pos_grad9.m.zip
AN000070 | missingness | n_missing | 2012
AN000070 | missingness | n_value | 9030
AN000070 | missingness | perc_missing | 22.281284606866
AN000070 | binomial_statistics | estimate | 0.760401721664275
AN000070 | binomial_statistics | statistic | 2120
AN000070 | binomial_statistics | p.value | 6.82257318619669e-175
AN000070 | binomial_statistics | parameter | 2788
AN000070 | binomial_statistics | conf.low | 0.746726383494668
AN000070 | binomial_statistics | conf.high | 1
AN000070 | binomial_statistics | method | Exact binomial test
AN000070 | binomial_statistics | alternative | greater
AN000076 | measurement_metadata | INSTRUMENT_NAME | Agilent 6220 TOF
AN000076 | measurement_metadata | INSTRUMENT_TYPE | TOF
AN000076 | measurement_metadata | MS_TYPE | ESI
AN000076 | measurement_metadata | ION_MODE | POSITIVE
AN000076 | measurement_metadata | MS_COMMENTS | Positive-ion mode/C18: A 6220 ToF MS (Agilent Technologies) was operated in positive and negative electrospray ionization modes using a scan range of m/z. The mass accuracy and mass resolution were <5 parts per million (ppm) and respectively. The instrument settings were as follows: nebulizer gas 325Â°C, capillary voltage 3.5 kV, capillary temperature 300Â°C, fragmentor 150 V, skimmer voltage 58 V, octapole voltage 250 V, cycle time 0.5 s, and run 15.0 min.
AN000076 | chromatography_metadata | CHROMATOGRAPHY_SUMMARY | C18
AN000076 | chromatography_metadata | CHROMATOGRAPHY_TYPE | Reversed phase
AN000076 | chromatography_metadata | INSTRUMENT_NAME | Waters Acquity
AN000076 | chromatography_metadata | COLUMN_NAME | high-strength silica 2.1 150 mm, 1.8 m; Waters
AN000076 | chromatography_metadata | CHROMATOGRAPHY_COMMENTS | Metabolite separation in plasma and CSF was achieved using an Acquity UPLC (Waters, Milford, MA) with both hydrophilic interaction chromatography (HILIC) hybrid 2.1150 mm, 1.7 mm; Waters) and reversed-phase liquid chromatography C18 (high-strength silica 2.1150 mm, 1.8 m; Waters). For each column, the run time 20 min at a flow rate of 400 L/min. Reverse-phase chromatography was performed 99% solvent A (5 mmol/L NH4 acetate, 0.1% formic acid, and 1% acetonitrile) to solvent B (95% acetonitrile with 0.1% formic acid). The gradient was 0 min, 0% 1 min, 0% B; 3 min, 5% B; 13.0 min, 100% B; 16 min, 100% B; 16.5 min, 0% B; and min, 0% B. The hydrophilic interaction chromatography gradient was as follows: min, 100% B; 1 min, 100% B; 5 min, 90% B; 13.0 min, 0% B; 16 min, 0% B; 16.5 100% B; and 20 min, 100% B. The injection volume of each sample was 5 L and was maintained at 50C. Each sample was injected and analyzed in duplicate.
AN000076 | missingness | n_missing | 2476
AN000076 | missingness | n_value | 85770
AN000076 | missingness | perc_missing | 2.88679025300222
AN000076 | binomial_statistics | estimate | 0.549938007990081
AN000076 | binomial_statistics | statistic | 3992
AN000076 | binomial_statistics | p.value | 9.10738466922029e-18
AN000076 | binomial_statistics | parameter | 7259
AN000076 | binomial_statistics | conf.low | 0.540250876636484
AN000076 | binomial_statistics | conf.high | 1
AN000076 | binomial_statistics | method | Exact binomial test
AN000076 | binomial_statistics | alternative | greater
AN000077 | measurement_metadata | INSTRUMENT_NAME | Agilent 6220 TOF
AN000077 | measurement_metadata | INSTRUMENT_TYPE | TOF
AN000077 | measurement_metadata | MS_TYPE | ESI
AN000077 | measurement_metadata | ION_MODE | POSITIVE
AN000077 | measurement_metadata | MS_COMMENTS | Positive-ion mode/HILIC: A 6220 ToF MS (Agilent Technologies) was operated in positive and negative electrospray ionization modes using a scan range of m/z. The mass accuracy and mass resolution were <5 parts per million (ppm) and respectively. The instrument settings were as follows: nebulizer gas 325Â°C, capillary voltage 3.5 kV, capillary temperature 300Â°C, fragmentor 150 V, skimmer voltage 58 V, octapole voltage 250 V, cycle time 0.5 s, and run 15.0 min.
AN000077 | chromatography_metadata | CHROMATOGRAPHY_SUMMARY | HILIC
AN000077 | chromatography_metadata | CHROMATOGRAPHY_TYPE | HILIC
AN000077 | chromatography_metadata | INSTRUMENT_NAME | Waters Acquity
AN000077 | chromatography_metadata | COLUMN_NAME | ethylene-bridged hybrid 2.1 150 mm, 1.7 m; Waters
AN000077 | chromatography_metadata | CHROMATOGRAPHY_COMMENTS | Metabolite separation in plasma and CSF was achieved using an Acquity UPLC (Waters, Milford, MA) with both hydrophilic interaction chromatography (HILIC) hybrid 2.1150 mm, 1.7 mm; Waters) and reversed-phase liquid chromatography C18 (high-strength silica 2.1150 mm, 1.8 m; Waters). For each column, the run time 20 min at a flow rate of 400 L/min. Reverse-phase chromatography was performed 99% solvent A (5 mmol/L NH4 acetate, 0.1% formic acid, and 1% acetonitrile) to solvent B (95% acetonitrile with 0.1% formic acid). The gradient was 0 min, 0% 1 min, 0% B; 3 min, 5% B; 13.0 min, 100% B; 16 min, 100% B; 16.5 min, 0% B; and min, 0% B. The hydrophilic interaction chromatography gradient was as follows: min, 100% B; 1 min, 100% B; 5 min, 90% B; 13.0 min, 0% B; 16 min, 0% B; 16.5 100% B; and 20 min, 100% B. The injection volume of each sample was 5 L and was maintained at 50C. Each sample was injected and analyzed in duplicate.
AN000077 | missingness | n_missing | 16748
AN000077 | missingness | n_value | 80820
AN000077 | missingness | perc_missing | 20.7225934174709
AN000077 | binomial_statistics | estimate | 0.629288034799846
AN000077 | binomial_statistics | statistic | 22857
AN000077 | binomial_statistics | p.value | 0
AN000077 | binomial_statistics | parameter | 36322
AN000077 | binomial_statistics | conf.low | 0.625098179706093
AN000077 | binomial_statistics | conf.high | 1
AN000077 | binomial_statistics | method | Exact binomial test
AN000077 | binomial_statistics | alternative | greater
AN000078 | measurement_metadata | INSTRUMENT_NAME | Agilent 6220 TOF
AN000078 | measurement_metadata | INSTRUMENT_TYPE | TOF
AN000078 | measurement_metadata | MS_TYPE | ESI
AN000078 | measurement_metadata | ION_MODE | NEGATIVE
AN000078 | measurement_metadata | MS_COMMENTS | Negative-ion mode/C18: A 6220 ToF MS (Agilent Technologies) was operated in positive and negative electrospray ionization modes using a scan range of m/z. The mass accuracy and mass resolution were <5 parts per million (ppm) and respectively. The instrument settings were as follows: nebulizer gas 325Â°C, capillary voltage 3.5 kV, capillary temperature 300Â°C, fragmentor 150 V, skimmer voltage 58 V, octapole voltage 250 V, cycle time 0.5 s, and run 15.0 min.
AN000078 | chromatography_metadata | CHROMATOGRAPHY_SUMMARY | C18
AN000078 | chromatography_metadata | CHROMATOGRAPHY_TYPE | Reversed phase
AN000078 | chromatography_metadata | INSTRUMENT_NAME | Waters Acquity
AN000078 | chromatography_metadata | COLUMN_NAME | high-strength silica 2.1 150 mm, 1.8 m; Waters
AN000078 | chromatography_metadata | CHROMATOGRAPHY_COMMENTS | Metabolite separation in plasma and CSF was achieved using an Acquity UPLC (Waters, Milford, MA) with both hydrophilic interaction chromatography (HILIC) hybrid 2.1150 mm, 1.7 mm; Waters) and reversed-phase liquid chromatography C18 (high-strength silica 2.1150 mm, 1.8 m; Waters). For each column, the run time 20 min at a flow rate of 400 L/min. Reverse-phase chromatography was performed 99% solvent A (5 mmol/L NH4 acetate, 0.1% formic acid, and 1% acetonitrile) to solvent B (95% acetonitrile with 0.1% formic acid). The gradient was 0 min, 0% 1 min, 0% B; 3 min, 5% B; 13.0 min, 100% B; 16 min, 100% B; 16.5 min, 0% B; and min, 0% B. The hydrophilic interaction chromatography gradient was as follows: min, 100% B; 1 min, 100% B; 5 min, 90% B; 13.0 min, 0% B; 16 min, 0% B; 16.5 100% B; and 20 min, 100% B. The injection volume of each sample was 5 L and was maintained at 50C. Each sample was injected and analyzed in duplicate.
AN000078 | missingness | n_missing | 2486
AN000078 | missingness | n_value | 55665
AN000078 | missingness | perc_missing | 4.46600197610707
AN000078 | binomial_statistics | estimate | 0.447247366078053
AN000078 | binomial_statistics | statistic | 3014
AN000078 | binomial_statistics | p.value | 1
AN000078 | binomial_statistics | parameter | 6739
AN000078 | binomial_statistics | conf.low | 0.43722892704292
AN000078 | binomial_statistics | conf.high | 1
AN000078 | binomial_statistics | method | Exact binomial test
AN000078 | binomial_statistics | alternative | greater
AN000079 | measurement_metadata | INSTRUMENT_NAME | Agilent 6220 TOF
AN000079 | measurement_metadata | INSTRUMENT_TYPE | TOF
AN000079 | measurement_metadata | MS_TYPE | ESI
AN000079 | measurement_metadata | ION_MODE | NEGATIVE
AN000079 | measurement_metadata | MS_COMMENTS | Negative-ion mode/HILIC: A 6220 ToF MS (Agilent Technologies) was operated in positive and negative electrospray ionization modes using a scan range of m/z. The mass accuracy and mass resolution were <5 parts per million (ppm) and respectively. The instrument settings were as follows: nebulizer gas 325Â°C, capillary voltage 3.5 kV, capillary temperature 300Â°C, fragmentor 150 V, skimmer voltage 58 V, octapole voltage 250 V, cycle time 0.5 s, and run 15.0 min.
AN000079 | chromatography_metadata | CHROMATOGRAPHY_SUMMARY | HILIC
AN000079 | chromatography_metadata | CHROMATOGRAPHY_TYPE | HILIC
AN000079 | chromatography_metadata | INSTRUMENT_NAME | Waters Acquity
AN000079 | chromatography_metadata | COLUMN_NAME | ethylene-bridged hybrid 2.1 150 mm, 1.7 m; Waters
AN000079 | chromatography_metadata | CHROMATOGRAPHY_COMMENTS | Metabolite separation in plasma and CSF was achieved using an Acquity UPLC (Waters, Milford, MA) with both hydrophilic interaction chromatography (HILIC) hybrid 2.1150 mm, 1.7 mm; Waters) and reversed-phase liquid chromatography C18 (high-strength silica 2.1150 mm, 1.8 m; Waters). For each column, the run time 20 min at a flow rate of 400 L/min. Reverse-phase chromatography was performed 99% solvent A (5 mmol/L NH4 acetate, 0.1% formic acid, and 1% acetonitrile) to solvent B (95% acetonitrile with 0.1% formic acid). The gradient was 0 min, 0% 1 min, 0% B; 3 min, 5% B; 13.0 min, 100% B; 16 min, 100% B; 16.5 min, 0% B; and min, 0% B. The hydrophilic interaction chromatography gradient was as follows: min, 100% B; 1 min, 100% B; 5 min, 90% B; 13.0 min, 0% B; 16 min, 0% B; 16.5 100% B; and 20 min, 100% B. The injection volume of each sample was 5 L and was maintained at 50C. Each sample was injected and analyzed in duplicate.
AN000079 | missingness | n_missing | 3669
AN000079 | missingness | n_value | 72270
AN000079 | missingness | perc_missing | 5.07679535076795
AN000079 | binomial_statistics | estimate | 0.473305954825462
AN000079 | binomial_statistics | statistic | 4149
AN000079 | binomial_statistics | p.value | 0.999999728403035
AN000079 | binomial_statistics | parameter | 8766
AN000079 | binomial_statistics | conf.low | 0.464484858436194
AN000079 | binomial_statistics | conf.high | 1
AN000079 | binomial_statistics | method | Exact binomial test
AN000079 | binomial_statistics | alternative | greater
AN000080 | measurement_metadata | INSTRUMENT_NAME | Agilent 6220 TOF
AN000080 | measurement_metadata | INSTRUMENT_TYPE | TOF
AN000080 | measurement_metadata | MS_TYPE | ESI
AN000080 | measurement_metadata | ION_MODE | POSITIVE
AN000080 | measurement_metadata | MS_COMMENTS | Positive-ion mode/C18: A 6220 ToF-MS (Agilent Technologies) was operated in positive and negative electrospray ionization (ESI) modes using a scan range of m/z. The mass accuracy and mass resolution were 5 parts per million (ppm) and ppm, respectively. The instrument settings were as follows: nebulizer gas 325&#176;C, capillary voltage 3.5 kV, capillary temperature 300&#176;C, voltage 150 V, skimmer voltage 58 V, octapole voltage 250 V, cycle time 0.5 s, run time 15.0 min.
AN000080 | chromatography_metadata | CHROMATOGRAPHY_SUMMARY | C18
AN000080 | chromatography_metadata | CHROMATOGRAPHY_TYPE | Reversed phase
AN000080 | chromatography_metadata | INSTRUMENT_NAME | Waters Acquity
AN000080 | chromatography_metadata | COLUMN_NAME | high-strength silica 2.1 150 mm, 1.8 m; Waters
AN000080 | chromatography_metadata | CHROMATOGRAPHY_COMMENTS | Metabolite separation in plasma and CSF was achieved using an Acquity UPLC (Waters, Milford, MA) with both hydrophilic interaction chromatography (HILIC) hybrid 2.1150 mm, 1.7 mm; Waters) and reversed-phase liquid chromatography C18 (high-strength silica 2.1150 mm, 1.8 m; Waters). For each column, the run time 20 min at a flow rate of 400 L/min. Reverse-phase chromatography was performed 99% solvent A (5 mmol/L NH4 acetate, 0.1% formic acid, and 1% acetonitrile) to solvent B (95% acetonitrile with 0.1% formic acid). The gradient was 0 min, 0% 1 min, 0% B; 3 min, 5% B; 13.0 min, 100% B; 16 min, 100% B; 16.5 min, 0% B; and min, 0% B. The hydrophilic interaction chromatography gradient was as follows: min, 100% B; 1 min, 100% B; 5 min, 90% B; 13.0 min, 0% B; 16 min, 0% B; 16.5 100% B; and 20 min, 100% B. The injection volume of each sample was 5 L and was maintained at 50C. Each sample was injected and analyzed in duplicate.
AN000080 | missingness | n_missing | 2934
AN000080 | missingness | n_value | 87390
AN000080 | missingness | perc_missing | 3.35736354273944
AN000080 | binomial_statistics | estimate | 0.572041692213366
AN000080 | binomial_statistics | statistic | 5598
AN000080 | binomial_statistics | p.value | 1.7344496858778e-46
AN000080 | binomial_statistics | parameter | 9786
AN000080 | binomial_statistics | conf.low | 0.563748568648142
AN000080 | binomial_statistics | conf.high | 1
AN000080 | binomial_statistics | method | Exact binomial test
AN000080 | binomial_statistics | alternative | greater
AN000081 | measurement_metadata | INSTRUMENT_NAME | Agilent 6220 TOF
AN000081 | measurement_metadata | INSTRUMENT_TYPE | TOF
AN000081 | measurement_metadata | MS_TYPE | ESI
AN000081 | measurement_metadata | ION_MODE | POSITIVE
AN000081 | measurement_metadata | MS_COMMENTS | Positive-ion mode/HILIC: A 6220 ToF-MS (Agilent Technologies) was operated in positive and negative electrospray ionization (ESI) modes using a scan range of m/z. The mass accuracy and mass resolution were 5 parts per million (ppm) and ppm, respectively. The instrument settings were as follows: nebulizer gas 325&#176;C, capillary voltage 3.5 kV, capillary temperature 300&#176;C, voltage 150 V, skimmer voltage 58 V, octapole voltage 250 V, cycle time 0.5 s, run time 15.0 min.
AN000081 | chromatography_metadata | CHROMATOGRAPHY_SUMMARY | HILIC
AN000081 | chromatography_metadata | CHROMATOGRAPHY_TYPE | HILIC
AN000081 | chromatography_metadata | INSTRUMENT_NAME | Waters Acquity
AN000081 | chromatography_metadata | COLUMN_NAME | ethylene-bridged hybrid 2.1 150 mm, 1.7 m; Waters
AN000081 | chromatography_metadata | CHROMATOGRAPHY_COMMENTS | Metabolite separation in plasma and CSF was achieved using an Acquity UPLC (Waters, Milford, MA) with both hydrophilic interaction chromatography (HILIC) hybrid 2.1150 mm, 1.7 mm; Waters) and reversed-phase liquid chromatography C18 (high-strength silica 2.1150 mm, 1.8 m; Waters). For each column, the run time 20 min at a flow rate of 400 L/min. Reverse-phase chromatography was performed 99% solvent A (5 mmol/L NH4 acetate, 0.1% formic acid, and 1% acetonitrile) to solvent B (95% acetonitrile with 0.1% formic acid). The gradient was 0 min, 0% 1 min, 0% B; 3 min, 5% B; 13.0 min, 100% B; 16 min, 100% B; 16.5 min, 0% B; and min, 0% B. The hydrophilic interaction chromatography gradient was as follows: min, 100% B; 1 min, 100% B; 5 min, 90% B; 13.0 min, 0% B; 16 min, 0% B; 16.5 100% B; and 20 min, 100% B. The injection volume of each sample was 5 L and was maintained at 50C. Each sample was injected and analyzed in duplicate.
AN000081 | missingness | n_missing | 3140
AN000081 | missingness | n_value | 74655
AN000081 | missingness | perc_missing | 4.20601433259661
AN000081 | binomial_statistics | estimate | 0.567420349434738
AN000081 | binomial_statistics | statistic | 5521
AN000081 | binomial_statistics | p.value | 1.00194604287911e-40
AN000081 | binomial_statistics | parameter | 9730
AN000081 | binomial_statistics | conf.low | 0.559093378124621
AN000081 | binomial_statistics | conf.high | 1
AN000081 | binomial_statistics | method | Exact binomial test
AN000081 | binomial_statistics | alternative | greater
AN000082 | measurement_metadata | INSTRUMENT_NAME | Agilent 6220 TOF
AN000082 | measurement_metadata | INSTRUMENT_TYPE | TOF
AN000082 | measurement_metadata | MS_TYPE | ESI
AN000082 | measurement_metadata | ION_MODE | NEGATIVE
AN000082 | measurement_metadata | MS_COMMENTS | Negative-ion mode/C18: A 6220 ToF-MS (Agilent Technologies) was operated in positive and negative electrospray ionization (ESI) modes using a scan range of m/z. The mass accuracy and mass resolution were 5 parts per million (ppm) and ppm, respectively. The instrument settings were as follows: nebulizer gas 325&#176;C, capillary voltage 3.5 kV, capillary temperature 300&#176;C, voltage 150 V, skimmer voltage 58 V, octapole voltage 250 V, cycle time 0.5 s, run time 15.0 min.
AN000082 | chromatography_metadata | CHROMATOGRAPHY_SUMMARY | C18
AN000082 | chromatography_metadata | CHROMATOGRAPHY_TYPE | Reversed phase
AN000082 | chromatography_metadata | INSTRUMENT_NAME | Waters Acquity
AN000082 | chromatography_metadata | COLUMN_NAME | high-strength silica 2.1 150 mm, 1.8 m; Waters
AN000082 | chromatography_metadata | CHROMATOGRAPHY_COMMENTS | Metabolite separation in plasma and CSF was achieved using an Acquity UPLC (Waters, Milford, MA) with both hydrophilic interaction chromatography (HILIC) hybrid 2.1150 mm, 1.7 mm; Waters) and reversed-phase liquid chromatography C18 (high-strength silica 2.1150 mm, 1.8 m; Waters). For each column, the run time 20 min at a flow rate of 400 L/min. Reverse-phase chromatography was performed 99% solvent A (5 mmol/L NH4 acetate, 0.1% formic acid, and 1% acetonitrile) to solvent B (95% acetonitrile with 0.1% formic acid). The gradient was 0 min, 0% 1 min, 0% B; 3 min, 5% B; 13.0 min, 100% B; 16 min, 100% B; 16.5 min, 0% B; and min, 0% B. The hydrophilic interaction chromatography gradient was as follows: min, 100% B; 1 min, 100% B; 5 min, 90% B; 13.0 min, 0% B; 16 min, 0% B; 16.5 100% B; and 20 min, 100% B. The injection volume of each sample was 5 L and was maintained at 50C. Each sample was injected and analyzed in duplicate.
AN000082 | missingness | n_missing | 1321
AN000082 | missingness | n_value | 40050
AN000082 | missingness | perc_missing | 3.29837702871411
AN000082 | binomial_statistics | estimate | 0.540144038410243
AN000082 | binomial_statistics | statistic | 2025
AN000082 | binomial_statistics | p.value | 4.73980917977002e-07
AN000082 | binomial_statistics | parameter | 3749
AN000082 | binomial_statistics | conf.low | 0.526602275131716
AN000082 | binomial_statistics | conf.high | 1
AN000082 | binomial_statistics | method | Exact binomial test
AN000082 | binomial_statistics | alternative | greater
AN000083 | measurement_metadata | INSTRUMENT_NAME | Agilent 6220 TOF
AN000083 | measurement_metadata | INSTRUMENT_TYPE | TOF
AN000083 | measurement_metadata | MS_TYPE | ESI
AN000083 | measurement_metadata | ION_MODE | NEGATIVE
AN000083 | measurement_metadata | MS_COMMENTS | Negative-ion mode/HILIC: A 6220 ToF-MS (Agilent Technologies) was operated in positive and negative electrospray ionization (ESI) modes using a scan range of m/z. The mass accuracy and mass resolution were 5 parts per million (ppm) and ppm, respectively. The instrument settings were as follows: nebulizer gas 325&#176;C, capillary voltage 3.5 kV, capillary temperature 300&#176;C, voltage 150 V, skimmer voltage 58 V, octapole voltage 250 V, cycle time 0.5 s, run time 15.0 min.
AN000083 | chromatography_metadata | CHROMATOGRAPHY_SUMMARY | HILIC
AN000083 | chromatography_metadata | CHROMATOGRAPHY_TYPE | HILIC
AN000083 | chromatography_metadata | INSTRUMENT_NAME | Waters Acquity
AN000083 | chromatography_metadata | COLUMN_NAME | ethylene-bridged hybrid 2.1 150 mm, 1.7 m; Waters
AN000083 | chromatography_metadata | CHROMATOGRAPHY_COMMENTS | Metabolite separation in plasma and CSF was achieved using an Acquity UPLC (Waters, Milford, MA) with both hydrophilic interaction chromatography (HILIC) hybrid 2.1150 mm, 1.7 mm; Waters) and reversed-phase liquid chromatography C18 (high-strength silica 2.1150 mm, 1.8 m; Waters). For each column, the run time 20 min at a flow rate of 400 L/min. Reverse-phase chromatography was performed 99% solvent A (5 mmol/L NH4 acetate, 0.1% formic acid, and 1% acetonitrile) to solvent B (95% acetonitrile with 0.1% formic acid). The gradient was 0 min, 0% 1 min, 0% B; 3 min, 5% B; 13.0 min, 100% B; 16 min, 100% B; 16.5 min, 0% B; and min, 0% B. The hydrophilic interaction chromatography gradient was as follows: min, 100% B; 1 min, 100% B; 5 min, 90% B; 13.0 min, 0% B; 16 min, 0% B; 16.5 100% B; and 20 min, 100% B. The injection volume of each sample was 5 L and was maintained at 50C. Each sample was injected and analyzed in duplicate.
AN000083 | missingness | n_missing | 2240
AN000083 | missingness | n_value | 49095
AN000083 | missingness | perc_missing | 4.56258274773398
AN000083 | binomial_statistics | estimate | 0.53134328358209
AN000083 | binomial_statistics | statistic | 3026
AN000083 | binomial_statistics | p.value | 1.18576891021139e-06
AN000083 | binomial_statistics | parameter | 5695
AN000083 | binomial_statistics | conf.low | 0.520368749881038
AN000083 | binomial_statistics | conf.high | 1
AN000083 | binomial_statistics | method | Exact binomial test
AN000083 | binomial_statistics | alternative | greater
AN000086 | measurement_metadata | INSTRUMENT_TYPE | Bruker
AN000086 | measurement_metadata | NMR_EXPERIMENT_TYPE | 1D 1H
AN000086 | measurement_metadata | FIELD_FREQUENCY_LOCK | Deuterium
AN000086 | measurement_metadata | STANDARD_CONCENTRATION | 0.5mM
AN000086 | measurement_metadata | SPECTROMETER_FREQUENCY | 950 MHz
AN000086 | measurement_metadata | NMR_PROBE | cyrogenically cooled ATMA inverse probe
AN000086 | measurement_metadata | NMR_SOLVENT | D2O
AN000086 | measurement_metadata | NMR_TUBE_SIZE | 3mm
AN000086 | measurement_metadata | SHIMMING_METHOD | Gradient
AN000086 | measurement_metadata | PULSE_SEQUENCE | NOESYpr1d
AN000086 | measurement_metadata | WATER_SUPPRESSION | yes
AN000086 | measurement_metadata | PULSE_WIDTH | 19.9298
AN000086 | measurement_metadata | RECEIVER_GAIN | 4
AN000086 | measurement_metadata | OFFSET_FREQUENCY | 4468.3
AN000086 | measurement_metadata | CHEMICAL_SHIFT_REF_CPD | formate
AN000086 | measurement_metadata | TEMPERATURE | 25 degrees celsius
AN000086 | measurement_metadata | NUMBER_OF_SCANS | 64
AN000086 | measurement_metadata | DUMMY_SCANS | 4
AN000086 | measurement_metadata | ACQUISITION_TIME | 1.73 seconds
AN000086 | measurement_metadata | SPECTRAL_WIDTH | 19.9298
AN000086 | measurement_metadata | NUM_DATA_POINTS_ACQUIRED | 65536
AN000086 | measurement_metadata | REAL_DATA_POINTS | 65536
AN000086 | measurement_metadata | LINE_BROADENING | 0.5
AN000086 | measurement_metadata | ZERO_FILLING | yes
AN000086 | measurement_metadata | APODIZATION | Lorentzian
AN000086 | measurement_metadata | BASELINE_CORRECTION_METHOD | quad
AN000086 | measurement_metadata | INSTRUMENT_NAME | Bruker Avance III
AN000086 | chromatography_metadata | CHROMATOGRAPHY_TYPE | -
AN000086 | chromatography_metadata | INSTRUMENT_NAME | -
AN000086 | chromatography_metadata | COLUMN_NAME | -
AN000086 | missingness | n_missing | 527
AN000086 | missingness | n_value | 8080
AN000086 | missingness | perc_missing | 6.52227722772277
AN000086 | binomial_statistics | estimate | 0.948938093086308
AN000086 | binomial_statistics | statistic | 2100
AN000086 | binomial_statistics | p.value | 0
AN000086 | binomial_statistics | parameter | 2213
AN000086 | binomial_statistics | conf.low | 0.940562089688193
AN000086 | binomial_statistics | conf.high | 1
AN000086 | binomial_statistics | method | Exact binomial test
AN000086 | binomial_statistics | alternative | greater
AN000087 | measurement_metadata | INSTRUMENT_TYPE | Bruker Avance III
AN000087 | measurement_metadata | NMR_EXPERIMENT_TYPE | 1D 1H
AN000087 | measurement_metadata | FIELD_FREQUENCY_LOCK | Deuterium
AN000087 | measurement_metadata | STANDARD_CONCENTRATION | 1 mM
AN000087 | measurement_metadata | SPECTROMETER_FREQUENCY | 950 MHz
AN000087 | measurement_metadata | NMR_PROBE | 5 mm Inverse ATMA
AN000087 | measurement_metadata | NMR_SOLVENT | D2O
AN000087 | measurement_metadata | NMR_TUBE_SIZE | 3 mm, 4 inches
AN000087 | measurement_metadata | SHIMMING_METHOD | Topshim
AN000087 | measurement_metadata | PULSE_SEQUENCE | cpmgpr1d
AN000087 | measurement_metadata | WATER_SUPPRESSION | presat
AN000087 | measurement_metadata | PULSE_WIDTH | 8.06 s
AN000087 | measurement_metadata | POWER_LEVEL | 12.589W
AN000087 | measurement_metadata | RECEIVER_GAIN | 4
AN000087 | measurement_metadata | OFFSET_FREQUENCY | 4469.49 Hz
AN000087 | measurement_metadata | CHEMICAL_SHIFT_REF_CPD | Formate
AN000087 | measurement_metadata | TEMPERATURE | 298 K
AN000087 | measurement_metadata | NUMBER_OF_SCANS | 256
AN000087 | measurement_metadata | DUMMY_SCANS | 16
AN000087 | measurement_metadata | RELAXATION_DELAY | 2 s
AN000087 | measurement_metadata | SPECTRAL_WIDTH | 19531.25 Hz
AN000087 | measurement_metadata | NUM_DATA_POINTS_ACQUIRED | 65523
AN000087 | measurement_metadata | REAL_DATA_POINTS | 65536
AN000087 | measurement_metadata | LINE_BROADENING | 0.5
AN000087 | measurement_metadata | ZERO_FILLING | Yes
AN000087 | measurement_metadata | APODIZATION | Lorentzian
AN000087 | measurement_metadata | BASELINE_CORRECTION_METHOD | Polynomial
AN000087 | measurement_metadata | CHEMICAL_SHIFT_REF_STD | Formate
AN000087 | measurement_metadata | INSTRUMENT_NAME | Bruker Avance III
AN000087 | chromatography_metadata | CHROMATOGRAPHY_TYPE | -
AN000087 | chromatography_metadata | INSTRUMENT_NAME | -
AN000087 | chromatography_metadata | COLUMN_NAME | -
AN000087 | missingness | n_missing | 2267
AN000087 | missingness | n_value | 10100
AN000087 | missingness | perc_missing | 22.4455445544554
AN000087 | binomial_statistics | estimate | 0.882104150145387
AN000087 | binomial_statistics | statistic | 3337
AN000087 | binomial_statistics | p.value | 0
AN000087 | binomial_statistics | parameter | 3783
AN000087 | binomial_statistics | conf.low | 0.873128348499265
AN000087 | binomial_statistics | conf.high | 1
AN000087 | binomial_statistics | method | Exact binomial test
AN000087 | binomial_statistics | alternative | greater
AN000094 | measurement_metadata | INSTRUMENT_TYPE | Bruker
AN000094 | measurement_metadata | NMR_EXPERIMENT_TYPE | 1D 1H
AN000094 | measurement_metadata | NMR_COMMENTS | Intellegent binning with 50% looseness
AN000094 | measurement_metadata | FIELD_FREQUENCY_LOCK | Deuterium
AN000094 | measurement_metadata | STANDARD_CONCENTRATION | 0.5mM
AN000094 | measurement_metadata | SPECTROMETER_FREQUENCY | 700 MHz
AN000094 | measurement_metadata | NMR_PROBE | cryogenically cooled ATMA inverse probe
AN000094 | measurement_metadata | NMR_SOLVENT | 10 % D2O
AN000094 | measurement_metadata | NMR_TUBE_SIZE | 5mm
AN000094 | measurement_metadata | SHIMMING_METHOD | Gradient
AN000094 | measurement_metadata | PULSE_SEQUENCE | noesypr1d
AN000094 | measurement_metadata | WATER_SUPPRESSION | yes
AN000094 | measurement_metadata | PULSE_WIDTH | 10.7 microseconds
AN000094 | measurement_metadata | POWER_LEVEL | 25.704 W
AN000094 | measurement_metadata | RECEIVER_GAIN | 4.5
AN000094 | measurement_metadata | OFFSET_FREQUENCY | 3296.0 Hz
AN000094 | measurement_metadata | CHEMICAL_SHIFT_REF_CPD | DSS
AN000094 | measurement_metadata | TEMPERATURE | 25 degrees celsius
AN000094 | measurement_metadata | NUMBER_OF_SCANS | 128
AN000094 | measurement_metadata | DUMMY_SCANS | 4
AN000094 | measurement_metadata | ACQUISITION_TIME | 2.324 seconds
AN000094 | measurement_metadata | RELAXATION_DELAY | 2 s
AN000094 | measurement_metadata | SPECTRAL_WIDTH | 20.13580048
AN000094 | measurement_metadata | NUM_DATA_POINTS_ACQUIRED | 65536
AN000094 | measurement_metadata | REAL_DATA_POINTS | 65536
AN000094 | measurement_metadata | LINE_BROADENING | 0.5
AN000094 | measurement_metadata | ZERO_FILLING | yes
AN000094 | measurement_metadata | APODIZATION | Lorentzian
AN000094 | measurement_metadata | BASELINE_CORRECTION_METHOD | Polynomial
AN000094 | measurement_metadata | CHEMICAL_SHIFT_REF_STD | DSS
AN000094 | measurement_metadata | INSTRUMENT_NAME | Bruker Avance III
AN000094 | chromatography_metadata | CHROMATOGRAPHY_TYPE | -
AN000094 | chromatography_metadata | INSTRUMENT_NAME | -
AN000094 | chromatography_metadata | COLUMN_NAME | -
AN000094 | missingness | n_missing | 855
AN000094 | missingness | n_value | 26325
AN000094 | missingness | perc_missing | 3.24786324786325
AN000094 | binomial_statistics | estimate | 0.989586346543246
AN000094 | binomial_statistics | statistic | 3421
AN000094 | binomial_statistics | p.value | 0
AN000094 | binomial_statistics | parameter | 3457
AN000094 | binomial_statistics | conf.low | 0.986270965544838
AN000094 | binomial_statistics | conf.high | 1
AN000094 | binomial_statistics | method | Exact binomial test
AN000094 | binomial_statistics | alternative | greater
AN000107 | measurement_metadata | MS_COMMENTS | -
AN000107 | measurement_metadata | INSTRUMENT_NAME | Waters Synapt G2 QTOF
AN000107 | measurement_metadata | INSTRUMENT_TYPE | QTOF
AN000107 | measurement_metadata | MS_TYPE | ESI
AN000107 | measurement_metadata | ION_MODE | POSITIVE
AN000107 | measurement_metadata | CAPILLARY_TEMPERATURE | 110 C
AN000107 | measurement_metadata | CAPILLARY_VOLTAGE | 3.2 kV
AN000107 | measurement_metadata | COLLISION_ENERGY | 4
AN000107 | measurement_metadata | HELIUM_FLOW | 180
AN000107 | measurement_metadata | IONIZATION | ES+
AN000107 | measurement_metadata | MASS_ACCURACY | 10 ppm
AN000107 | measurement_metadata | SOURCE_TEMPERATURE | 110 C
AN000107 | measurement_metadata | DATAFORMAT | Continuum
AN000107 | measurement_metadata | DESOLVATION_GAS_FLOW | 400 L/Hr
AN000107 | measurement_metadata | DESOLVATION_TEMPERATURE | 400 C
AN000107 | measurement_metadata | RESOLUTION_SETTING | 18000
AN000107 | measurement_metadata | SCAN_RANGE_MOVERZ | 50-1000 m/s
AN000107 | measurement_metadata | SCANNING_CYCLE | 1 s
AN000107 | measurement_metadata | TUBE_LENS_VOLTAGE | 75
AN000107 | chromatography_metadata | CHROMATOGRAPHY_TYPE | Reversed phase
AN000107 | chromatography_metadata | INSTRUMENT_NAME | Waters Acquity
AN000107 | chromatography_metadata | COLUMN_NAME | Waters Acquity HSS T3 (100 x 2.1mm, 1.8um)
AN000107 | chromatography_metadata | COLUMN_PRESSURE | 6000-10000
AN000107 | chromatography_metadata | COLUMN_TEMPERATURE | 50 C
AN000107 | chromatography_metadata | FLOW_GRADIENT | Time(min) Flow Rate %A %B Curve 1. Initial 0.400 100.0 0.0 2. 0.400 100.0 0.0 6 3. 16.00 0.400 0.0 100.0 6 4. 20.00 0.400 0.0 100.0 5. 22.00 0.400 100.0 0.0 6
AN000107 | chromatography_metadata | FLOW_RATE | 0.4 mL/min
AN000107 | chromatography_metadata | INJECTION_TEMPERATURE | 8 C
AN000107 | chromatography_metadata | INTERNAL_STANDARD | L-Tryptophan-d5
AN000107 | chromatography_metadata | SOLVENT_A | Water w/ 0.1% formic acid
AN000107 | chromatography_metadata | SOLVENT_B | Methanol w/ 0.1% formic acid
AN000107 | chromatography_metadata | ANALYTICAL_TIME | 22 min
AN000107 | chromatography_metadata | WEAK_WASH_SOLVENT_NAME | 5%MeOH
AN000107 | chromatography_metadata | WEAK_WASH_VOLUME | 1000 uL
AN000107 | chromatography_metadata | STRONG_WASH_SOLVENT_NAME | 80%MeOH
AN000107 | chromatography_metadata | STRONG_WASH_VOLUME | 1000 uL
AN000107 | chromatography_metadata | TARGET_SAMPLE_TEMPERATURE | 8 C
AN000107 | chromatography_metadata | SAMPLE_LOOP_SIZE | 10 uL
AN000107 | chromatography_metadata | SAMPLE_SYRINGE_SIZE | 100 uL
AN000107 | chromatography_metadata | RANDOMIZATION_ORDER | Yes
AN000107 | missingness | n_missing | 5393
AN000107 | missingness | n_value | 154910
AN000107 | missingness | perc_missing | 3.48137628300303
AN000107 | binomial_statistics | estimate | 0.873150565709312
AN000107 | binomial_statistics | statistic | 8026
AN000107 | binomial_statistics | p.value | 0
AN000107 | binomial_statistics | parameter | 9192
AN000107 | binomial_statistics | conf.low | 0.867298893546955
AN000107 | binomial_statistics | conf.high | 1
AN000107 | binomial_statistics | method | Exact binomial test
AN000107 | binomial_statistics | alternative | greater
AN000108 | measurement_metadata | MS_COMMENTS | -
AN000108 | measurement_metadata | INSTRUMENT_NAME | Waters Synapt G2 QTOF
AN000108 | measurement_metadata | INSTRUMENT_TYPE | QTOF
AN000108 | measurement_metadata | MS_TYPE | ESI
AN000108 | measurement_metadata | ION_MODE | NEGATIVE
AN000108 | measurement_metadata | CAPILLARY_TEMPERATURE | 110 C
AN000108 | measurement_metadata | CAPILLARY_VOLTAGE | 2.8 kV
AN000108 | measurement_metadata | COLLISION_ENERGY | 4
AN000108 | measurement_metadata | HELIUM_FLOW | 180
AN000108 | measurement_metadata | IONIZATION | ES-
AN000108 | measurement_metadata | SOURCE_TEMPERATURE | 110 C
AN000108 | measurement_metadata | DATAFORMAT | Continuum
AN000108 | measurement_metadata | DESOLVATION_GAS_FLOW | 400 L/Hr
AN000108 | measurement_metadata | DESOLVATION_TEMPERATURE | 400 C
AN000108 | measurement_metadata | RESOLUTION_SETTING | 18000
AN000108 | measurement_metadata | SCAN_RANGE_MOVERZ | 50-1000 m/z
AN000108 | measurement_metadata | SCANNING_CYCLE | 1 s
AN000108 | measurement_metadata | TUBE_LENS_VOLTAGE | 74
AN000108 | chromatography_metadata | CHROMATOGRAPHY_TYPE | Reversed phase
AN000108 | chromatography_metadata | INSTRUMENT_NAME | Waters Acquity
AN000108 | chromatography_metadata | COLUMN_NAME | Waters Acquity HSS T3 (100 x 2.1mm, 1.8um)
AN000108 | chromatography_metadata | COLUMN_PRESSURE | 6000-10000
AN000108 | chromatography_metadata | COLUMN_TEMPERATURE | 50 C
AN000108 | chromatography_metadata | FLOW_GRADIENT | Time(min) Flow Rate %A %B Curve 1. Initial 0.400 100.0 0.0 2. 0.400 100.0 0.0 6 3. 16.00 0.400 0.0 100.0 6 4. 20.00 0.400 0.0 100.0 5. 22.00 0.400 100.0 0.0 6
AN000108 | chromatography_metadata | FLOW_RATE | 0.4 mL/min
AN000108 | chromatography_metadata | INJECTION_TEMPERATURE | 8 C
AN000108 | chromatography_metadata | INTERNAL_STANDARD | L-Tryptophan-d5
AN000108 | chromatography_metadata | SOLVENT_A | Water w/ 0.1% formic acid
AN000108 | chromatography_metadata | SOLVENT_B | Methanol w/ 0.1% formic acid
AN000108 | chromatography_metadata | ANALYTICAL_TIME | 22 min
AN000108 | chromatography_metadata | WEAK_WASH_SOLVENT_NAME | 5%MeOH
AN000108 | chromatography_metadata | WEAK_WASH_VOLUME | 1000 uL
AN000108 | chromatography_metadata | STRONG_WASH_SOLVENT_NAME | 80%MeOH
AN000108 | chromatography_metadata | STRONG_WASH_VOLUME | 1000 uL
AN000108 | chromatography_metadata | TARGET_SAMPLE_TEMPERATURE | 8 C
AN000108 | chromatography_metadata | SAMPLE_LOOP_SIZE | 10 uL
AN000108 | chromatography_metadata | SAMPLE_SYRINGE_SIZE | 100 uL
AN000108 | chromatography_metadata | RANDOMIZATION_ORDER | Yes
AN000108 | missingness | n_missing | 6846
AN000108 | missingness | n_value | 47530
AN000108 | missingness | perc_missing | 14.4035346097202
AN000108 | binomial_statistics | estimate | 0.776317732171859
AN000108 | binomial_statistics | statistic | 5258
AN000108 | binomial_statistics | p.value | 0
AN000108 | binomial_statistics | parameter | 6773
AN000108 | binomial_statistics | conf.low | 0.767828039106415
AN000108 | binomial_statistics | conf.high | 1
AN000108 | binomial_statistics | method | Exact binomial test
AN000108 | binomial_statistics | alternative | greater
AN000113 | measurement_metadata | MS_COMMENTS | -
AN000113 | measurement_metadata | INSTRUMENT_NAME | Waters Synapt G2 QTOF
AN000113 | measurement_metadata | INSTRUMENT_TYPE | QTOF
AN000113 | measurement_metadata | MS_TYPE | ESI
AN000113 | measurement_metadata | ION_MODE | POSITIVE
AN000113 | measurement_metadata | CAPILLARY_TEMPERATURE | 110 C
AN000113 | measurement_metadata | CAPILLARY_VOLTAGE | 3.2 kV
AN000113 | measurement_metadata | COLLISION_ENERGY | 4
AN000113 | measurement_metadata | FRAGMENTATION_METHOD | CID
AN000113 | measurement_metadata | HELIUM_FLOW | 180
AN000113 | measurement_metadata | IONIZATION | ES+
AN000113 | measurement_metadata | MASS_ACCURACY | 10 ppm
AN000113 | measurement_metadata | SOURCE_TEMPERATURE | 110 C
AN000113 | measurement_metadata | DATAFORMAT | Continuum
AN000113 | measurement_metadata | DESOLVATION_GAS_FLOW | 400 L/Hr
AN000113 | measurement_metadata | DESOLVATION_TEMPERATURE | 400 C
AN000113 | measurement_metadata | RESOLUTION_SETTING | 18000
AN000113 | measurement_metadata | SCAN_RANGE_MOVERZ | 50-1000 m/s
AN000113 | measurement_metadata | SCANNING_CYCLE | 1 s
AN000113 | measurement_metadata | TUBE_LENS_VOLTAGE | 75
AN000113 | chromatography_metadata | CHROMATOGRAPHY_TYPE | Reversed phase
AN000113 | chromatography_metadata | INSTRUMENT_NAME | Waters Acquity
AN000113 | chromatography_metadata | COLUMN_NAME | Waters Acquity HSS T3 (100 x 2.1mm, 1.8um)
AN000113 | chromatography_metadata | COLUMN_PRESSURE | 6000-10000
AN000113 | chromatography_metadata | COLUMN_TEMPERATURE | 50 C
AN000113 | chromatography_metadata | FLOW_GRADIENT | Time(min) Flow Rate %A %B Curve 1. Initial 0.400 100.0 0.0 2. 0.400 100.0 0.0 6 3. 16.00 0.400 0.0 100.0 6 4. 20.00 0.400 0.0 100.0 5. 22.00 0.400 100.0 0.0 6
AN000113 | chromatography_metadata | FLOW_RATE | 0.4 mL/min
AN000113 | chromatography_metadata | INJECTION_TEMPERATURE | 8 C
AN000113 | chromatography_metadata | INTERNAL_STANDARD | L-Tryptophan-d5
AN000113 | chromatography_metadata | SOLVENT_A | Water w/ 0.1% formic acid
AN000113 | chromatography_metadata | SOLVENT_B | Methanol w/ 0.1% formic acid
AN000113 | chromatography_metadata | ANALYTICAL_TIME | 22 min
AN000113 | chromatography_metadata | WEAK_WASH_SOLVENT_NAME | 5%MeOH
AN000113 | chromatography_metadata | WEAK_WASH_VOLUME | 1000 uL
AN000113 | chromatography_metadata | STRONG_WASH_SOLVENT_NAME | 80%MeOH
AN000113 | chromatography_metadata | STRONG_WASH_VOLUME | 1000 uL
AN000113 | chromatography_metadata | TARGET_SAMPLE_TEMPERATURE | 8 C
AN000113 | chromatography_metadata | SAMPLE_LOOP_SIZE | 10 uL
AN000113 | chromatography_metadata | SAMPLE_SYRINGE_SIZE | 100 uL
AN000113 | chromatography_metadata | RANDOMIZATION_ORDER | Yes
AN000113 | missingness | n_missing | 1691
AN000113 | missingness | n_value | 51177
AN000113 | missingness | perc_missing | 3.30421869199054
AN000113 | binomial_statistics | estimate | 0.943283582089552
AN000113 | binomial_statistics | statistic | 3160
AN000113 | binomial_statistics | p.value | 0
AN000113 | binomial_statistics | parameter | 3350
AN000113 | binomial_statistics | conf.low | 0.936268467447725
AN000113 | binomial_statistics | conf.high | 1
AN000113 | binomial_statistics | method | Exact binomial test
AN000113 | binomial_statistics | alternative | greater
AN000114 | measurement_metadata | MS_COMMENTS | -
AN000114 | measurement_metadata | INSTRUMENT_NAME | Waters Synapt G2 QTOF
AN000114 | measurement_metadata | INSTRUMENT_TYPE | QTOF
AN000114 | measurement_metadata | MS_TYPE | ESI
AN000114 | measurement_metadata | ION_MODE | NEGATIVE
AN000114 | measurement_metadata | CAPILLARY_TEMPERATURE | 110 C
AN000114 | measurement_metadata | CAPILLARY_VOLTAGE | 2.8 kV
AN000114 | measurement_metadata | COLLISION_ENERGY | 4
AN000114 | measurement_metadata | FRAGMENTATION_METHOD | CID
AN000114 | measurement_metadata | HELIUM_FLOW | 180
AN000114 | measurement_metadata | IONIZATION | ES-
AN000114 | measurement_metadata | SOURCE_TEMPERATURE | 110 C
AN000114 | measurement_metadata | DATAFORMAT | Continuum
AN000114 | measurement_metadata | DESOLVATION_GAS_FLOW | 400 L/Hr
AN000114 | measurement_metadata | DESOLVATION_TEMPERATURE | 400 C
AN000114 | measurement_metadata | RESOLUTION_SETTING | 18000
AN000114 | measurement_metadata | SCAN_RANGE_MOVERZ | 50-1000 m/z
AN000114 | measurement_metadata | SCANNING_CYCLE | 1 s
AN000114 | measurement_metadata | TUBE_LENS_VOLTAGE | 74
AN000114 | chromatography_metadata | CHROMATOGRAPHY_TYPE | Reversed phase
AN000114 | chromatography_metadata | INSTRUMENT_NAME | Waters Acquity
AN000114 | chromatography_metadata | COLUMN_NAME | Waters Acquity HSS T3 (100 x 2.1mm, 1.8um)
AN000114 | chromatography_metadata | COLUMN_PRESSURE | 6000-10000
AN000114 | chromatography_metadata | COLUMN_TEMPERATURE | 50 C
AN000114 | chromatography_metadata | FLOW_GRADIENT | Time(min) Flow Rate %A %B Curve 1. Initial 0.400 100.0 0.0 2. 0.400 100.0 0.0 6 3. 16.00 0.400 0.0 100.0 6 4. 20.00 0.400 0.0 100.0 5. 22.00 0.400 100.0 0.0 6
AN000114 | chromatography_metadata | FLOW_RATE | 0.4 mL/min
AN000114 | chromatography_metadata | INJECTION_TEMPERATURE | 8 C
AN000114 | chromatography_metadata | INTERNAL_STANDARD | L-Tryptophan-d5
AN000114 | chromatography_metadata | SOLVENT_A | Water w/ 0.1% formic acid
AN000114 | chromatography_metadata | SOLVENT_B | Methanol w/ 0.1% formic acid
AN000114 | chromatography_metadata | ANALYTICAL_TIME | 22 min
AN000114 | chromatography_metadata | WEAK_WASH_SOLVENT_NAME | 5%MeOH
AN000114 | chromatography_metadata | WEAK_WASH_VOLUME | 1000 uL
AN000114 | chromatography_metadata | STRONG_WASH_SOLVENT_NAME | 80%MeOH
AN000114 | chromatography_metadata | STRONG_WASH_VOLUME | 1000 uL
AN000114 | chromatography_metadata | TARGET_SAMPLE_TEMPERATURE | 8 C
AN000114 | chromatography_metadata | SAMPLE_LOOP_SIZE | 10 uL
AN000114 | chromatography_metadata | SAMPLE_SYRINGE_SIZE | 100 uL
AN000114 | chromatography_metadata | RANDOMIZATION_ORDER | Yes
AN000114 | missingness | n_missing | 1867
AN000114 | missingness | n_value | 20958
AN000114 | missingness | perc_missing | 8.90829277602825
AN000114 | binomial_statistics | estimate | 0.849973304858516
AN000114 | binomial_statistics | statistic | 3184
AN000114 | binomial_statistics | p.value | 0
AN000114 | binomial_statistics | parameter | 3746
AN000114 | binomial_statistics | conf.low | 0.840041013267645
AN000114 | binomial_statistics | conf.high | 1
AN000114 | binomial_statistics | method | Exact binomial test
AN000114 | binomial_statistics | alternative | greater
AN000115 | measurement_metadata | MS_COMMENTS | -
AN000115 | measurement_metadata | INSTRUMENT_NAME | Waters Synapt G2 QTOF
AN000115 | measurement_metadata | INSTRUMENT_TYPE | QTOF
AN000115 | measurement_metadata | MS_TYPE | ESI
AN000115 | measurement_metadata | ION_MODE | POSITIVE
AN000115 | measurement_metadata | CAPILLARY_TEMPERATURE | 110 C
AN000115 | measurement_metadata | CAPILLARY_VOLTAGE | 3.2 kV
AN000115 | measurement_metadata | COLLISION_ENERGY | 4
AN000115 | measurement_metadata | FRAGMENTATION_METHOD | CID
AN000115 | measurement_metadata | HELIUM_FLOW | 180
AN000115 | measurement_metadata | IONIZATION | ES+
AN000115 | measurement_metadata | MASS_ACCURACY | 10 ppm
AN000115 | measurement_metadata | SOURCE_TEMPERATURE | 110 C
AN000115 | measurement_metadata | DATAFORMAT | Continuum
AN000115 | measurement_metadata | DESOLVATION_GAS_FLOW | 400 L/Hr
AN000115 | measurement_metadata | DESOLVATION_TEMPERATURE | 400 C
AN000115 | measurement_metadata | RESOLUTION_SETTING | 18000
AN000115 | measurement_metadata | SCAN_RANGE_MOVERZ | 50-1000 m/s
AN000115 | measurement_metadata | SCANNING_CYCLE | 1 s
AN000115 | measurement_metadata | TUBE_LENS_VOLTAGE | 75
AN000115 | chromatography_metadata | CHROMATOGRAPHY_TYPE | Reversed phase
AN000115 | chromatography_metadata | INSTRUMENT_NAME | Waters Acquity
AN000115 | chromatography_metadata | COLUMN_NAME | Waters Acquity HSS T3 (100 x 2.1mm, 1.8um)
AN000115 | chromatography_metadata | COLUMN_PRESSURE | 6000-10000
AN000115 | chromatography_metadata | COLUMN_TEMPERATURE | 50 C
AN000115 | chromatography_metadata | FLOW_GRADIENT | Time(min) Flow Rate %A %B Curve 1. Initial 0.400 100.0 0.0 2. 0.400 100.0 0.0 6 3. 16.00 0.400 0.0 100.0 6 4. 20.00 0.400 0.0 100.0 5. 22.00 0.400 100.0 0.0 6
AN000115 | chromatography_metadata | FLOW_RATE | 0.4 mL/min
AN000115 | chromatography_metadata | INJECTION_TEMPERATURE | 8 C
AN000115 | chromatography_metadata | INTERNAL_STANDARD | L-Tryptophan-d5
AN000115 | chromatography_metadata | SOLVENT_A | Water w/ 0.1% formic acid
AN000115 | chromatography_metadata | SOLVENT_B | Methanol w/ 0.1% formic acid
AN000115 | chromatography_metadata | ANALYTICAL_TIME | 22 min
AN000115 | chromatography_metadata | WEAK_WASH_SOLVENT_NAME | 5%MeOH
AN000115 | chromatography_metadata | WEAK_WASH_VOLUME | 1000 uL
AN000115 | chromatography_metadata | STRONG_WASH_SOLVENT_NAME | 80%MeOH
AN000115 | chromatography_metadata | STRONG_WASH_VOLUME | 1000 uL
AN000115 | chromatography_metadata | TARGET_SAMPLE_TEMPERATURE | 8 C
AN000115 | chromatography_metadata | SAMPLE_LOOP_SIZE | 10 uL
AN000115 | chromatography_metadata | SAMPLE_SYRINGE_SIZE | 100 uL
AN000115 | chromatography_metadata | RANDOMIZATION_ORDER | Yes
AN000115 | missingness | n_missing | 1691
AN000115 | missingness | n_value | 51177
AN000115 | missingness | perc_missing | 3.30421869199054
AN000115 | binomial_statistics | estimate | 0.943283582089552
AN000115 | binomial_statistics | statistic | 3160
AN000115 | binomial_statistics | p.value | 0
AN000115 | binomial_statistics | parameter | 3350
AN000115 | binomial_statistics | conf.low | 0.936268467447725
AN000115 | binomial_statistics | conf.high | 1
AN000115 | binomial_statistics | method | Exact binomial test
AN000115 | binomial_statistics | alternative | greater
AN000116 | measurement_metadata | MS_COMMENTS | -
AN000116 | measurement_metadata | INSTRUMENT_NAME | Waters Synapt G2 QTOF
AN000116 | measurement_metadata | INSTRUMENT_TYPE | QTOF
AN000116 | measurement_metadata | MS_TYPE | ESI
AN000116 | measurement_metadata | ION_MODE | NEGATIVE
AN000116 | measurement_metadata | CAPILLARY_TEMPERATURE | 110 C
AN000116 | measurement_metadata | CAPILLARY_VOLTAGE | 2.8 kV
AN000116 | measurement_metadata | COLLISION_ENERGY | 4
AN000116 | measurement_metadata | FRAGMENTATION_METHOD | CID
AN000116 | measurement_metadata | HELIUM_FLOW | 180
AN000116 | measurement_metadata | IONIZATION | ES-
AN000116 | measurement_metadata | SOURCE_TEMPERATURE | 110 C
AN000116 | measurement_metadata | DATAFORMAT | Continuum
AN000116 | measurement_metadata | DESOLVATION_GAS_FLOW | 400 L/Hr
AN000116 | measurement_metadata | DESOLVATION_TEMPERATURE | 400 C
AN000116 | measurement_metadata | RESOLUTION_SETTING | 18000
AN000116 | measurement_metadata | SCAN_RANGE_MOVERZ | 50-1000 m/z
AN000116 | measurement_metadata | SCANNING_CYCLE | 1 s
AN000116 | measurement_metadata | TUBE_LENS_VOLTAGE | 74
AN000116 | chromatography_metadata | CHROMATOGRAPHY_TYPE | Reversed phase
AN000116 | chromatography_metadata | INSTRUMENT_NAME | Waters Acquity
AN000116 | chromatography_metadata | COLUMN_NAME | Waters Acquity HSS T3 (100 x 2.1mm, 1.8um)
AN000116 | chromatography_metadata | COLUMN_PRESSURE | 6000-10000
AN000116 | chromatography_metadata | COLUMN_TEMPERATURE | 50 C
AN000116 | chromatography_metadata | FLOW_GRADIENT | Time(min) Flow Rate %A %B Curve 1. Initial 0.400 100.0 0.0 2. 0.400 100.0 0.0 6 3. 16.00 0.400 0.0 100.0 6 4. 20.00 0.400 0.0 100.0 5. 22.00 0.400 100.0 0.0 6
AN000116 | chromatography_metadata | FLOW_RATE | 0.4 mL/min
AN000116 | chromatography_metadata | INJECTION_TEMPERATURE | 8 C
AN000116 | chromatography_metadata | INTERNAL_STANDARD | L-Tryptophan-d5
AN000116 | chromatography_metadata | SOLVENT_A | Water w/ 0.1% formic acid
AN000116 | chromatography_metadata | SOLVENT_B | Methanol w/ 0.1% formic acid
AN000116 | chromatography_metadata | ANALYTICAL_TIME | 22 min
AN000116 | chromatography_metadata | WEAK_WASH_SOLVENT_NAME | 5%MeOH
AN000116 | chromatography_metadata | WEAK_WASH_VOLUME | 1000 uL
AN000116 | chromatography_metadata | STRONG_WASH_SOLVENT_NAME | 80%MeOH
AN000116 | chromatography_metadata | STRONG_WASH_VOLUME | 1000 uL
AN000116 | chromatography_metadata | TARGET_SAMPLE_TEMPERATURE | 8 C
AN000116 | chromatography_metadata | SAMPLE_LOOP_SIZE | 10 uL
AN000116 | chromatography_metadata | SAMPLE_SYRINGE_SIZE | 100 uL
AN000116 | chromatography_metadata | RANDOMIZATION_ORDER | Yes
AN000116 | missingness | n_missing | 1867
AN000116 | missingness | n_value | 20958
AN000116 | missingness | perc_missing | 8.90829277602825
AN000116 | binomial_statistics | estimate | 0.849973304858516
AN000116 | binomial_statistics | statistic | 3184
AN000116 | binomial_statistics | p.value | 0
AN000116 | binomial_statistics | parameter | 3746
AN000116 | binomial_statistics | conf.low | 0.840041013267645
AN000116 | binomial_statistics | conf.high | 1
AN000116 | binomial_statistics | method | Exact binomial test
AN000116 | binomial_statistics | alternative | greater
AN000131 | measurement_metadata | INSTRUMENT_NAME | Agilent 6530 QTOF
AN000131 | measurement_metadata | INSTRUMENT_TYPE | QTOF
AN000131 | measurement_metadata | MS_TYPE | ESI
AN000131 | measurement_metadata | ION_MODE | POSITIVE
AN000131 | measurement_metadata | CAPILLARY_VOLTAGE | 3500
AN000131 | measurement_metadata | COLLISION_GAS | Nitrogen
AN000131 | measurement_metadata | DRY_GAS_FLOW | 8 l/min
AN000131 | measurement_metadata | DRY_GAS_TEMP | 325
AN000131 | measurement_metadata | FRAGMENT_VOLTAGE | 120
AN000131 | measurement_metadata | FRAGMENTATION_METHOD | Auto MS/MS
AN000131 | measurement_metadata | ION_SOURCE_TEMPERATURE | 325
AN000131 | measurement_metadata | ION_SPRAY_VOLTAGE | 1000
AN000131 | measurement_metadata | IONIZATION | Pos
AN000131 | measurement_metadata | PRECURSOR_TYPE | Intact Molecule
AN000131 | measurement_metadata | REAGENT_GAS | Nitrogen
AN000131 | measurement_metadata | SOURCE_TEMPERATURE | 325 C
AN000131 | measurement_metadata | DATAFORMAT | .d
AN000131 | measurement_metadata | DESOLVATION_GAS_FLOW | 11 l/min
AN000131 | measurement_metadata | DESOLVATION_TEMPERATURE | 350 C
AN000131 | measurement_metadata | NEBULIZER | 35 psig
AN000131 | measurement_metadata | OCTPOLE_VOLTAGE | 750
AN000131 | measurement_metadata | RESOLUTION_SETTING | Extended Dynamic Range
AN000131 | measurement_metadata | SCAN_RANGE_MOVERZ | 60-1700 Da
AN000131 | measurement_metadata | SCANNING_CYCLE | 2 Hz
AN000131 | measurement_metadata | SCANNING_RANGE | 60-1700 Da
AN000131 | measurement_metadata | SKIMMER_VOLTAGE | 65
AN000131 | measurement_metadata | MS_COMMENTS | ESI/QTOF MS analysis (positive ion mode)
AN000131 | chromatography_metadata | CHROMATOGRAPHY_SUMMARY | UPLC
AN000131 | chromatography_metadata | CHROMATOGRAPHY_TYPE | Reversed phase
AN000131 | chromatography_metadata | INSTRUMENT_NAME | Waters Acquity
AN000131 | chromatography_metadata | COLUMN_NAME | Waters Acquity CSH C18 (100 x 2.1mm, 1.7um) Pre-Column
AN000131 | chromatography_metadata | METHODS_FILENAME | Data_Dictionary_Fiehn_laboratory_CSH_QTOF_lipidomics.pdf
AN000131 | chromatography_metadata | COLUMN_PRESSURE | 450-850 bar
AN000131 | chromatography_metadata | COLUMN_TEMPERATURE | 65 C
AN000131 | chromatography_metadata | FLOW_GRADIENT | 15% B to 99% B
AN000131 | chromatography_metadata | FLOW_RATE | 0.6 mL/min
AN000131 | chromatography_metadata | INTERNAL_STANDARD | See data dictionary
AN000131 | chromatography_metadata | RETENTION_TIME | See data dictionary
AN000131 | chromatography_metadata | SAMPLE_INJECTION | 1.67 uL
AN000131 | chromatography_metadata | SOLVENT_A | 60:40 Acetonitrile:Water +10mM Ammonium Formate +10mM Formic Acid
AN000131 | chromatography_metadata | SOLVENT_B | 9:1 Isopropanol:Acetonitrile +10mM Ammonium Formate +10mM Formic Acid
AN000131 | chromatography_metadata | ANALYTICAL_TIME | 13 min
AN000131 | chromatography_metadata | CAPILLARY_VOLTAGE | 3500
AN000131 | chromatography_metadata | TIME_PROGRAM | 15 min
AN000131 | chromatography_metadata | WEAK_WASH_SOLVENT_NAME | Isopropanol
AN000131 | chromatography_metadata | WEAK_WASH_VOLUME | 5 seconds
AN000131 | chromatography_metadata | STRONG_WASH_SOLVENT_NAME | Same
AN000131 | chromatography_metadata | TARGET_SAMPLE_TEMPERATURE | Autosampler temp 4 C
AN000131 | chromatography_metadata | RANDOMIZATION_ORDER | Excel
AN000131 | missingness | n_missing | 273
AN000131 | missingness | n_value | 75756
AN000131 | missingness | perc_missing | 0.360367495643909
AN000131 | binomial_statistics | estimate | 0.908284023668639
AN000131 | binomial_statistics | statistic | 1842
AN000131 | binomial_statistics | p.value | 0
AN000131 | binomial_statistics | parameter | 2028
AN000131 | binomial_statistics | conf.low | 0.897052393479091
AN000131 | binomial_statistics | conf.high | 1
AN000131 | binomial_statistics | method | Exact binomial test
AN000131 | binomial_statistics | alternative | greater
AN000141 | measurement_metadata | INSTRUMENT_NAME | Agilent 6530 QTOF
AN000141 | measurement_metadata | INSTRUMENT_TYPE | QTOF
AN000141 | measurement_metadata | MS_TYPE | ESI
AN000141 | measurement_metadata | ION_MODE | POSITIVE
AN000141 | measurement_metadata | CAPILLARY_VOLTAGE | 3500
AN000141 | measurement_metadata | COLLISION_GAS | Nitrogen
AN000141 | measurement_metadata | DRY_GAS_FLOW | 8 l/min
AN000141 | measurement_metadata | DRY_GAS_TEMP | 325
AN000141 | measurement_metadata | FRAGMENT_VOLTAGE | 120
AN000141 | measurement_metadata | FRAGMENTATION_METHOD | Auto MS/MS
AN000141 | measurement_metadata | ION_SOURCE_TEMPERATURE | 325
AN000141 | measurement_metadata | ION_SPRAY_VOLTAGE | 1000
AN000141 | measurement_metadata | IONIZATION | Pos
AN000141 | measurement_metadata | PRECURSOR_TYPE | Intact Molecule
AN000141 | measurement_metadata | REAGENT_GAS | Nitrogen
AN000141 | measurement_metadata | SOURCE_TEMPERATURE | 325 C
AN000141 | measurement_metadata | DATAFORMAT | .d
AN000141 | measurement_metadata | DESOLVATION_GAS_FLOW | 11 l/min
AN000141 | measurement_metadata | DESOLVATION_TEMPERATURE | 350 C
AN000141 | measurement_metadata | NEBULIZER | 35 psig
AN000141 | measurement_metadata | OCTPOLE_VOLTAGE | 750
AN000141 | measurement_metadata | SCAN_RANGE_MOVERZ | 60-1700 Da
AN000141 | measurement_metadata | SCANNING_CYCLE | 2 Hz
AN000141 | measurement_metadata | SCANNING_RANGE | 60-1700 Da
AN000141 | measurement_metadata | SKIMMER_VOLTAGE | 65
AN000141 | measurement_metadata | MS_COMMENTS | UHPLC-QTOFMS(Positive)
AN000141 | chromatography_metadata | CHROMATOGRAPHY_SUMMARY | UPLC
AN000141 | chromatography_metadata | CHROMATOGRAPHY_TYPE | Reversed phase
AN000141 | chromatography_metadata | INSTRUMENT_NAME | Waters Acquity
AN000141 | chromatography_metadata | COLUMN_NAME | Waters Acquity CSH C18 (100 x 2.1mm, 1.7um) Pre-Column
AN000141 | chromatography_metadata | METHODS_FILENAME | Data_Dictionary_Fiehn_laboratory_CSH_QTOF_lipidomics.pdf
AN000141 | chromatography_metadata | COLUMN_PRESSURE | 450-850 bar
AN000141 | chromatography_metadata | COLUMN_TEMPERATURE | 65 C
AN000141 | chromatography_metadata | FLOW_GRADIENT | 15% B to 99% B
AN000141 | chromatography_metadata | FLOW_RATE | 0.6 mL/min
AN000141 | chromatography_metadata | INTERNAL_STANDARD | See data dictionary
AN000141 | chromatography_metadata | RETENTION_TIME | See data dictionary
AN000141 | chromatography_metadata | SAMPLE_INJECTION | 1.67 uL
AN000141 | chromatography_metadata | SOLVENT_A | 60:40 Acetonitrile:Water +10mM Ammonium Formate +10mM Formic Acid
AN000141 | chromatography_metadata | SOLVENT_B | 9:1 Isopropanol:Acetonitrile +10mM Ammonium Formate +10mM Formic Acid
AN000141 | chromatography_metadata | ANALYTICAL_TIME | 13 min
AN000141 | chromatography_metadata | CAPILLARY_VOLTAGE | 3500
AN000141 | chromatography_metadata | TIME_PROGRAM | 15 min
AN000141 | chromatography_metadata | WEAK_WASH_SOLVENT_NAME | Isopropanol
AN000141 | chromatography_metadata | WEAK_WASH_VOLUME | 5 seconds
AN000141 | chromatography_metadata | STRONG_WASH_SOLVENT_NAME | Same
AN000141 | chromatography_metadata | TARGET_SAMPLE_TEMPERATURE | Autosampler temp 4 C
AN000141 | chromatography_metadata | RANDOMIZATION_ORDER | Excel generated
AN000141 | missingness | n_missing | 35945
AN000141 | missingness | n_value | 54326
AN000141 | missingness | perc_missing | 66.1653720134006
AN000141 | binomial_statistics | estimate | 0.87246963562753
AN000141 | binomial_statistics | statistic | 431
AN000141 | binomial_statistics | p.value | 9.38957342234048e-69
AN000141 | binomial_statistics | parameter | 494
AN000141 | binomial_statistics | conf.low | 0.845100079782905
AN000141 | binomial_statistics | conf.high | 1
AN000141 | binomial_statistics | method | Exact binomial test
AN000141 | binomial_statistics | alternative | greater
AN000142 | measurement_metadata | INSTRUMENT_NAME | Agilent 6550 QTOF
AN000142 | measurement_metadata | INSTRUMENT_TYPE | QTOF
AN000142 | measurement_metadata | MS_TYPE | ESI
AN000142 | measurement_metadata | ION_MODE | NEGATIVE
AN000142 | measurement_metadata | CAPILLARY_VOLTAGE | 3500
AN000142 | measurement_metadata | COLLISION_GAS | Nitrogen
AN000142 | measurement_metadata | DRY_GAS_FLOW | 13 l/min
AN000142 | measurement_metadata | DRY_GAS_TEMP | 200
AN000142 | measurement_metadata | FRAGMENT_VOLTAGE | 175
AN000142 | measurement_metadata | FRAGMENTATION_METHOD | Auto MS/MS
AN000142 | measurement_metadata | ION_SOURCE_TEMPERATURE | 325
AN000142 | measurement_metadata | ION_SPRAY_VOLTAGE | 1000
AN000142 | measurement_metadata | IONIZATION | Neg
AN000142 | measurement_metadata | PRECURSOR_TYPE | Intact Molecule
AN000142 | measurement_metadata | REAGENT_GAS | Nitrogen
AN000142 | measurement_metadata | SOURCE_TEMPERATURE | 325 C
AN000142 | measurement_metadata | DATAFORMAT | .d
AN000142 | measurement_metadata | DESOLVATION_GAS_FLOW | 11 l/min
AN000142 | measurement_metadata | DESOLVATION_TEMPERATURE | 350 C
AN000142 | measurement_metadata | NEBULIZER | 35 psig
AN000142 | measurement_metadata | OCTPOLE_VOLTAGE | 750
AN000142 | measurement_metadata | SCAN_RANGE_MOVERZ | 60-1700 Da
AN000142 | measurement_metadata | SCANNING_CYCLE | 2 Hz
AN000142 | measurement_metadata | SCANNING_RANGE | 60-1700 Da
AN000142 | measurement_metadata | SKIMMER_VOLTAGE | 65
AN000142 | measurement_metadata | MS_COMMENTS | UHPLC-QTOFMS(Negative)
AN000142 | chromatography_metadata | CHROMATOGRAPHY_SUMMARY | UPLC
AN000142 | chromatography_metadata | CHROMATOGRAPHY_TYPE | Reversed phase
AN000142 | chromatography_metadata | INSTRUMENT_NAME | Waters Acquity
AN000142 | chromatography_metadata | COLUMN_NAME | Waters Acquity CSH C18 (100 x 2.1mm, 1.7um) Pre-Column
AN000142 | chromatography_metadata | METHODS_FILENAME | Data_Dictionary_Fiehn_laboratory_CSH_QTOF_lipidomics.pdf
AN000142 | chromatography_metadata | COLUMN_PRESSURE | 450-850 bar
AN000142 | chromatography_metadata | COLUMN_TEMPERATURE | 65 C
AN000142 | chromatography_metadata | FLOW_GRADIENT | 15% B to 99% B
AN000142 | chromatography_metadata | FLOW_RATE | 0.6 mL/min
AN000142 | chromatography_metadata | INTERNAL_STANDARD | See data dictionary
AN000142 | chromatography_metadata | RETENTION_TIME | See data dictionary
AN000142 | chromatography_metadata | SAMPLE_INJECTION | 1.67 uL
AN000142 | chromatography_metadata | SOLVENT_A | 60:40 Acetonitrile:Water +10mM Ammonium Formate +10mM Formic Acid
AN000142 | chromatography_metadata | SOLVENT_B | 9:1 Isopropanol:Acetonitrile +10mM Ammonium Formate +10mM Formic Acid
AN000142 | chromatography_metadata | ANALYTICAL_TIME | 13 min
AN000142 | chromatography_metadata | CAPILLARY_VOLTAGE | 3500
AN000142 | chromatography_metadata | TIME_PROGRAM | 15 min
AN000142 | chromatography_metadata | WEAK_WASH_SOLVENT_NAME | Isopropanol
AN000142 | chromatography_metadata | WEAK_WASH_VOLUME | 5 seconds
AN000142 | chromatography_metadata | STRONG_WASH_SOLVENT_NAME | Same
AN000142 | chromatography_metadata | TARGET_SAMPLE_TEMPERATURE | Autosampler temp 4 C
AN000142 | chromatography_metadata | RANDOMIZATION_ORDER | Excel generated
AN000142 | missingness | n_missing | 6184
AN000142 | missingness | n_value | 11638
AN000142 | missingness | perc_missing | 53.1362777109469
AN000142 | binomial_statistics | estimate | 0.485956308515381
AN000142 | binomial_statistics | statistic | 1090
AN000142 | binomial_statistics | p.value | 0.911713716614665
AN000142 | binomial_statistics | parameter | 2243
AN000142 | binomial_statistics | conf.low | 0.468395897730353
AN000142 | binomial_statistics | conf.high | 1
AN000142 | binomial_statistics | method | Exact binomial test
AN000142 | binomial_statistics | alternative | greater
AN000143 | measurement_metadata | MS_COMMENTS | -
AN000143 | measurement_metadata | INSTRUMENT_NAME | Agilent 6530 QTOF
AN000143 | measurement_metadata | INSTRUMENT_TYPE | QTOF
AN000143 | measurement_metadata | MS_TYPE | ESI
AN000143 | measurement_metadata | ION_MODE | POSITIVE
AN000143 | chromatography_metadata | CHROMATOGRAPHY_SUMMARY | AQM003/AQM004
AN000143 | chromatography_metadata | CHROMATOGRAPHY_TYPE | Reversed phase
AN000143 | chromatography_metadata | INSTRUMENT_NAME | Agilent 1200
AN000143 | chromatography_metadata | COLUMN_NAME | Waters Acquity HSS T3
AN000143 | chromatography_metadata | METHODS_FILENAME | Column1_solv1_jetstream+_grad9.m/Column1_solv2_jetstream-_grad9.m
AN000143 | missingness | n_missing | 10783
AN000143 | missingness | n_value | 160356
AN000143 | missingness | perc_missing | 6.724413180673
AN000143 | binomial_statistics | estimate | 0.687520592282497
AN000143 | binomial_statistics | statistic | 35474
AN000143 | binomial_statistics | p.value | 0
AN000143 | binomial_statistics | parameter | 51597
AN000143 | binomial_statistics | conf.low | 0.684146801627456
AN000143 | binomial_statistics | conf.high | 1
AN000143 | binomial_statistics | method | Exact binomial test
AN000143 | binomial_statistics | alternative | greater
AN000175 | measurement_metadata | INSTRUMENT_NAME | Agilent 6530 QTOF
AN000175 | measurement_metadata | INSTRUMENT_TYPE | QTOF
AN000175 | measurement_metadata | MS_TYPE | ESI
AN000175 | measurement_metadata | ION_MODE | POSITIVE
AN000175 | measurement_metadata | MS_COMMENTS | EX00170-Data analysis protocol.pdf
AN000175 | chromatography_metadata | CHROMATOGRAPHY_SUMMARY | AQM003¦AQM004
AN000175 | chromatography_metadata | CHROMATOGRAPHY_TYPE | Reversed phase
AN000175 | chromatography_metadata | INSTRUMENT_NAME | Agilent 1200
AN000175 | chromatography_metadata | COLUMN_NAME | Waters Acquity HSS T3
AN000175 | chromatography_metadata | METHODS_FILENAME | Column1_solv1_jetstream+_grad9.m¦Column1_solv2_jetstream-_grad9.m
AN000175 | missingness | n_missing | 6272
AN000175 | missingness | n_value | 25152
AN000175 | missingness | perc_missing | 24.9363867684478
AN000175 | binomial_statistics | estimate | 0.7509765625
AN000175 | binomial_statistics | statistic | 6152
AN000175 | binomial_statistics | p.value | 0
AN000175 | binomial_statistics | parameter | 8192
AN000175 | binomial_statistics | conf.low | 0.742991188811741
AN000175 | binomial_statistics | conf.high | 1
AN000175 | binomial_statistics | method | Exact binomial test
AN000175 | binomial_statistics | alternative | greater
AN000228 | measurement_metadata | MS_COMMENTS | -
AN000228 | measurement_metadata | INSTRUMENT_NAME | Agilent 6520 QTOF
AN000228 | measurement_metadata | INSTRUMENT_TYPE | QTOF
AN000228 | measurement_metadata | MS_TYPE | ESI
AN000228 | measurement_metadata | ION_MODE | NEGATIVE
AN000228 | chromatography_metadata | METHODS_ID | AQM010
AN000228 | chromatography_metadata | METHODS_FILENAME | QTOF-002-HILIC-35min-1mm-No_Insert.m.zip
AN000228 | chromatography_metadata | INSTRUMENT_NAME | Agilent 1260
AN000228 | chromatography_metadata | COLUMN_NAME | Phenomenex Luna NH2 (150 x 1mm, 3um)
AN000228 | chromatography_metadata | CHROMATOGRAPHY_TYPE | HILIC
AN000228 | missingness | n_missing | 291
AN000228 | missingness | n_value | 1392
AN000228 | missingness | perc_missing | 20.9051724137931
AN000228 | binomial_statistics | estimate | 1
AN000228 | binomial_statistics | statistic | 147
AN000228 | binomial_statistics | p.value | 5.60519385729933e-45
AN000228 | binomial_statistics | parameter | 147
AN000228 | binomial_statistics | conf.low | 0.979827119931336
AN000228 | binomial_statistics | conf.high | 1
AN000228 | binomial_statistics | method | Exact binomial test
AN000228 | binomial_statistics | alternative | greater
AN000230 | measurement_metadata | MS_COMMENTS | -
AN000230 | measurement_metadata | INSTRUMENT_NAME | Agilent 6520 QTOF
AN000230 | measurement_metadata | INSTRUMENT_TYPE | QTOF
AN000230 | measurement_metadata | MS_TYPE | ESI
AN000230 | measurement_metadata | ION_MODE | NEGATIVE
AN000230 | chromatography_metadata | METHODS_ID | AQM010¦AQM011
AN000230 | chromatography_metadata | METHODS_FILENAME | QTOF-002-HILIC-35min-1mm-No_Insert.m.zip¦ALPHA_KETO_ACIDS-FULL.M.zip
AN000230 | chromatography_metadata | INSTRUMENT_NAME | Agilent 1260
AN000230 | chromatography_metadata | COLUMN_NAME | Agilent 1260 LCLuna 3um NH2 100 , LC Column 150 x 1 mm, Ea (Phenomenex Inc.) 30m column, Agilent
AN000230 | chromatography_metadata | CHROMATOGRAPHY_TYPE | HILIC
AN000230 | missingness | n_missing | 264
AN000230 | missingness | n_value | 990
AN000230 | missingness | perc_missing | 26.6666666666667
AN000230 | binomial_statistics | estimate | 0.501026694045175
AN000230 | binomial_statistics | statistic | 244
AN000230 | binomial_statistics | p.value | 0.5
AN000230 | binomial_statistics | parameter | 487
AN000230 | binomial_statistics | conf.low | 0.462803039996104
AN000230 | binomial_statistics | conf.high | 1
AN000230 | binomial_statistics | method | Exact binomial test
AN000230 | binomial_statistics | alternative | greater
AN000251 | measurement_metadata | MS_COMMENTS | -
AN000251 | measurement_metadata | INSTRUMENT_NAME | Agilent 6520 QTOF
AN000251 | measurement_metadata | INSTRUMENT_TYPE | QTOF
AN000251 | measurement_metadata | MS_TYPE | ESI
AN000251 | measurement_metadata | ION_MODE | NEGATIVE
AN000251 | chromatography_metadata | CHROMATOGRAPHY_TYPE | HILIC
AN000251 | chromatography_metadata | INSTRUMENT_NAME | Agilent 1260
AN000251 | chromatography_metadata | COLUMN_NAME | Phenomenex Luna NH2 (150 x 1mm, 3um)
AN000251 | chromatography_metadata | METHODS_ID | AQM010
AN000251 | chromatography_metadata | METHODS_FILENAME | QTOF-002-HILIC-35min-1mm-No_Insert.m
AN000251 | missingness | n_missing | 645
AN000251 | missingness | n_value | 3120
AN000251 | missingness | perc_missing | 20.6730769230769
AN000251 | binomial_statistics | estimate | 0.954022988505747
AN000251 | binomial_statistics | statistic | 415
AN000251 | binomial_statistics | p.value | 1.83806729968446e-97
AN000251 | binomial_statistics | parameter | 435
AN000251 | binomial_statistics | conf.low | 0.933889331475628
AN000251 | binomial_statistics | conf.high | 1
AN000251 | binomial_statistics | method | Exact binomial test
AN000251 | binomial_statistics | alternative | greater
AN000344 | measurement_metadata | MS_COMMENTS | -
AN000344 | measurement_metadata | INSTRUMENT_NAME | Agilent 6220 TOF
AN000344 | measurement_metadata | INSTRUMENT_TYPE | TOF
AN000344 | measurement_metadata | MS_TYPE | ESI
AN000344 | measurement_metadata | ION_MODE | POSITIVE
AN000344 | measurement_metadata | TUBE_LENS_VOLTAGE | CATION (POSITIVE)
AN000344 | chromatography_metadata | CHROMATOGRAPHY_TYPE | -
AN000344 | chromatography_metadata | INSTRUMENT_NAME | -
AN000344 | chromatography_metadata | COLUMN_NAME | -
AN000344 | missingness | n_missing | 911
AN000344 | missingness | n_value | 9576
AN000344 | missingness | perc_missing | 9.51336675020886
AN000344 | binomial_statistics | estimate | 0.740425531914894
AN000344 | binomial_statistics | statistic | 1218
AN000344 | binomial_statistics | p.value | 2.66202314075721e-88
AN000344 | binomial_statistics | parameter | 1645
AN000344 | binomial_statistics | conf.low | 0.722032087470544
AN000344 | binomial_statistics | conf.high | 1
AN000344 | binomial_statistics | method | Exact binomial test
AN000344 | binomial_statistics | alternative | greater
AN000357 | measurement_metadata | INSTRUMENT_NAME | Waters Synapt-HDMS
AN000357 | measurement_metadata | INSTRUMENT_TYPE | QTOF
AN000357 | measurement_metadata | MS_TYPE | ESI
AN000357 | measurement_metadata | ION_MODE | POSITIVE
AN000357 | measurement_metadata | CAPILLARY_VOLTAGE | 3kV
AN000357 | measurement_metadata | COLLISION_ENERGY | 6V (trap)/4V (transfer)
AN000357 | measurement_metadata | COLLISION_GAS | Ar
AN000357 | measurement_metadata | DRY_GAS_FLOW | 900 L/h
AN000357 | measurement_metadata | DRY_GAS_TEMP | 450C
AN000357 | measurement_metadata | ION_SOURCE_TEMPERATURE | 100C
AN000357 | measurement_metadata | IONIZATION | ESI
AN000357 | measurement_metadata | SOURCE_TEMPERATURE | 100C
AN000357 | measurement_metadata | DESOLVATION_GAS_FLOW | 900 L/h
AN000357 | measurement_metadata | DESOLVATION_TEMPERATURE | 450C
AN000357 | measurement_metadata | MS_COMMENTS | LCMS Positive ion mode (Human:M/F)
AN000357 | chromatography_metadata | CHROMATOGRAPHY_SUMMARY | Untargeted UPLC-TOFMS
AN000357 | chromatography_metadata | CHROMATOGRAPHY_TYPE | Reversed phase
AN000357 | chromatography_metadata | INSTRUMENT_NAME | Waters Acquity of a binary solvent manager and a sample manager, a Waters SYNAPT HDMS time-of-flight (TOF) mass spectrometer and an analytical workstation with MassLynx 4.1 software were used.
AN000357 | chromatography_metadata | COLUMN_NAME | Waters Acquity HSS T3 (100 x 2.1mm, 1.8um) T3 guard column
AN000357 | chromatography_metadata | METHODS_FILENAME | 3_CHR_PROT.pdf
AN000357 | chromatography_metadata | COLUMN_TEMPERATURE | 24?
AN000357 | chromatography_metadata | FLOW_GRADIENT | Isocratic 2% B (01 min), linear gradient from 2% to 5% B (12 min), 5% to 12% B min), 12% to 20% B (510 min), 20% to 30% B (1012 min), 30% to 50% B (1213 min), to 100% B (1315 min), isocratic 100% B for 1min, then back to 2% B in 1 min and 2% B for 3min before next run
AN000357 | chromatography_metadata | FLOW_RATE | 0.5 ml/min
AN000357 | chromatography_metadata | INJECTION_TEMPERATURE | 24?
AN000357 | chromatography_metadata | INTERNAL_STANDARD | Amygdalin
AN000357 | chromatography_metadata | SAMPLE_INJECTION | 8?L
AN000357 | chromatography_metadata | SAMPLING_CONE | 40V
AN000357 | chromatography_metadata | SOLVENT_A | Water containing 0.1% formic acid
AN000357 | chromatography_metadata | SOLVENT_B | Acetonitrile containing 0.1% formic acid
AN000357 | chromatography_metadata | ANALYTICAL_TIME | 20min
AN000357 | chromatography_metadata | CAPILLARY_VOLTAGE | Positive ion mode:3kV; Negative ion mode: 2.9kV
AN000357 | missingness | n_missing | 45291
AN000357 | missingness | n_value | 174960
AN000357 | missingness | perc_missing | 25.886488340192
AN000357 | binomial_statistics | estimate | 0.62887600263898
AN000357 | binomial_statistics | statistic | 54333
AN000357 | binomial_statistics | p.value | 0
AN000357 | binomial_statistics | parameter | 86397
AN000357 | binomial_statistics | conf.low | 0.626163586982167
AN000357 | binomial_statistics | conf.high | 1
AN000357 | binomial_statistics | method | Exact binomial test
AN000357 | binomial_statistics | alternative | greater
AN000358 | measurement_metadata | INSTRUMENT_NAME | Waters Synapt-HDMS
AN000358 | measurement_metadata | INSTRUMENT_TYPE | QTOF
AN000358 | measurement_metadata | MS_TYPE | ESI
AN000358 | measurement_metadata | ION_MODE | POSITIVE
AN000358 | measurement_metadata | CAPILLARY_VOLTAGE | 3kV
AN000358 | measurement_metadata | COLLISION_ENERGY | 6V (trap)/4V (transfer)
AN000358 | measurement_metadata | COLLISION_GAS | Ar
AN000358 | measurement_metadata | DRY_GAS_FLOW | 900 L/h
AN000358 | measurement_metadata | DRY_GAS_TEMP | 450?
AN000358 | measurement_metadata | ION_SOURCE_TEMPERATURE | 100?
AN000358 | measurement_metadata | IONIZATION | ESI
AN000358 | measurement_metadata | SOURCE_TEMPERATURE | 100?
AN000358 | measurement_metadata | DESOLVATION_GAS_FLOW | 900 L/h
AN000358 | measurement_metadata | DESOLVATION_TEMPERATURE | 450?
AN000358 | measurement_metadata | MS_COMMENTS | LCMS Positive ion mode (Rat:M/F)
AN000358 | chromatography_metadata | CHROMATOGRAPHY_SUMMARY | Untargeted UPLC-TOFMS
AN000358 | chromatography_metadata | CHROMATOGRAPHY_TYPE | Reversed phase
AN000358 | chromatography_metadata | INSTRUMENT_NAME | Waters Acquity of a binary solvent manager and a sample manager, a Waters SYNAPT HDMS time-of-flight (TOF) mass spectrometer and an analytical workstation with MassLynx 4.1 software were used.
AN000358 | chromatography_metadata | COLUMN_NAME | Waters Acquity HSS T3 (100 x 2.1mm, 1.8um) T3 guard column
AN000358 | chromatography_metadata | METHODS_FILENAME | 3_CHR_PROT.pdf
AN000358 | chromatography_metadata | COLUMN_TEMPERATURE | 24?
AN000358 | chromatography_metadata | FLOW_GRADIENT | Isocratic 2% B (01 min), linear gradient from 2% to 5% B (12 min), 5% to 12% B min), 12% to 20% B (510 min), 20% to 30% B (1012 min), 30% to 50% B (1213 min), to 100% B (1315 min), isocratic 100% B for 1min, then back to 2% B in 1 min and 2% B for 3min before next run
AN000358 | chromatography_metadata | FLOW_RATE | 0.5 ml/min
AN000358 | chromatography_metadata | INJECTION_TEMPERATURE | 24?
AN000358 | chromatography_metadata | INTERNAL_STANDARD | Amygdalin
AN000358 | chromatography_metadata | SAMPLE_INJECTION | 8?L
AN000358 | chromatography_metadata | SAMPLING_CONE | 40V
AN000358 | chromatography_metadata | SOLVENT_A | Water containing 0.1% formic acid
AN000358 | chromatography_metadata | SOLVENT_B | Acetonitrile containing 0.1% formic acid
AN000358 | chromatography_metadata | ANALYTICAL_TIME | 20min
AN000358 | chromatography_metadata | CAPILLARY_VOLTAGE | Positive ion mode:3kV; Negative ion mode: 2.9kV
AN000358 | missingness | n_missing | 27252
AN000358 | missingness | n_value | 94816
AN000358 | missingness | perc_missing | 28.7419844751941
AN000358 | binomial_statistics | estimate | 0.665793373557743
AN000358 | binomial_statistics | statistic | 25159
AN000358 | binomial_statistics | p.value | 0
AN000358 | binomial_statistics | parameter | 37788
AN000358 | binomial_statistics | conf.low | 0.661779397195521
AN000358 | binomial_statistics | conf.high | 1
AN000358 | binomial_statistics | method | Exact binomial test
AN000358 | binomial_statistics | alternative | greater
AN000359 | measurement_metadata | INSTRUMENT_NAME | Waters Synapt-HDMS
AN000359 | measurement_metadata | INSTRUMENT_TYPE | QTOF
AN000359 | measurement_metadata | MS_TYPE | ESI
AN000359 | measurement_metadata | ION_MODE | POSITIVE
AN000359 | measurement_metadata | CAPILLARY_VOLTAGE | 3kV
AN000359 | measurement_metadata | COLLISION_ENERGY | 6V (trap)/4V (transfer)
AN000359 | measurement_metadata | COLLISION_GAS | Ar
AN000359 | measurement_metadata | DRY_GAS_FLOW | 900 L/h
AN000359 | measurement_metadata | DRY_GAS_TEMP | 450C
AN000359 | measurement_metadata | ION_SOURCE_TEMPERATURE | 100C
AN000359 | measurement_metadata | IONIZATION | ESI
AN000359 | measurement_metadata | SOURCE_TEMPERATURE | 100C
AN000359 | measurement_metadata | DESOLVATION_GAS_FLOW | 900 L/h
AN000359 | measurement_metadata | DESOLVATION_TEMPERATURE | 450C
AN000359 | measurement_metadata | MS_COMMENTS | LCMS Positive ion mode (Human:M/F, Rat:M/F)
AN000359 | chromatography_metadata | CHROMATOGRAPHY_SUMMARY | Untargeted UPLC-TOFMS
AN000359 | chromatography_metadata | CHROMATOGRAPHY_TYPE | Reversed phase
AN000359 | chromatography_metadata | INSTRUMENT_NAME | Waters Acquity of a binary solvent manager and a sample manager, a Waters SYNAPT HDMS time-of-flight (TOF) mass spectrometer and an analytical workstation with MassLynx 4.1 software were used.
AN000359 | chromatography_metadata | COLUMN_NAME | Waters Acquity HSS T3 (100 x 2.1mm, 1.8um) T3 guard column
AN000359 | chromatography_metadata | METHODS_FILENAME | 3_CHR_PROT.pdf
AN000359 | chromatography_metadata | COLUMN_TEMPERATURE | 24?
AN000359 | chromatography_metadata | FLOW_GRADIENT | Isocratic 2% B (01 min), linear gradient from 2% to 5% B (12 min), 5% to 12% B min), 12% to 20% B (510 min), 20% to 30% B (1012 min), 30% to 50% B (1213 min), to 100% B (1315 min), isocratic 100% B for 1min, then back to 2% B in 1 min and 2% B for 3min before next run
AN000359 | chromatography_metadata | FLOW_RATE | 0.5 ml/min
AN000359 | chromatography_metadata | INJECTION_TEMPERATURE | 24?
AN000359 | chromatography_metadata | INTERNAL_STANDARD | Amygdalin
AN000359 | chromatography_metadata | SAMPLE_INJECTION | 8?L
AN000359 | chromatography_metadata | SAMPLING_CONE | 40V
AN000359 | chromatography_metadata | SOLVENT_A | Water containing 0.1% formic acid
AN000359 | chromatography_metadata | SOLVENT_B | Acetonitrile containing 0.1% formic acid
AN000359 | chromatography_metadata | ANALYTICAL_TIME | 20min
AN000359 | chromatography_metadata | CAPILLARY_VOLTAGE | Positive ion mode:3kV; Negative ion mode: 2.9kV
AN000359 | missingness | n_missing | 81875
AN000359 | missingness | n_value | 249400
AN000359 | missingness | perc_missing | 32.8287890938252
AN000359 | binomial_statistics | estimate | 0.568894119049038
AN000359 | binomial_statistics | statistic | 76382
AN000359 | binomial_statistics | p.value | 0
AN000359 | binomial_statistics | parameter | 134264
AN000359 | binomial_statistics | conf.low | 0.56666623103645
AN000359 | binomial_statistics | conf.high | 1
AN000359 | binomial_statistics | method | Exact binomial test
AN000359 | binomial_statistics | alternative | greater
AN000360 | measurement_metadata | INSTRUMENT_NAME | Waters Synapt-HDMS
AN000360 | measurement_metadata | INSTRUMENT_TYPE | QTOF
AN000360 | measurement_metadata | MS_TYPE | ESI
AN000360 | measurement_metadata | ION_MODE | NEGATIVE
AN000360 | measurement_metadata | CAPILLARY_VOLTAGE | 2.9kV
AN000360 | measurement_metadata | COLLISION_ENERGY | 6V (trap)/4V (transfer)
AN000360 | measurement_metadata | COLLISION_GAS | Ar
AN000360 | measurement_metadata | DRY_GAS_FLOW | 900 L/h
AN000360 | measurement_metadata | DRY_GAS_TEMP | 450C
AN000360 | measurement_metadata | ION_SOURCE_TEMPERATURE | 100C
AN000360 | measurement_metadata | IONIZATION | ESI
AN000360 | measurement_metadata | SOURCE_TEMPERATURE | 100C
AN000360 | measurement_metadata | DESOLVATION_GAS_FLOW | 900 L/h
AN000360 | measurement_metadata | DESOLVATION_TEMPERATURE | 450C
AN000360 | measurement_metadata | MS_COMMENTS | LCMS Negative ion mode (Human:M/F)
AN000360 | chromatography_metadata | CHROMATOGRAPHY_SUMMARY | Untargeted UPLC-TOFMS
AN000360 | chromatography_metadata | CHROMATOGRAPHY_TYPE | Reversed phase
AN000360 | chromatography_metadata | INSTRUMENT_NAME | Waters Acquity of a binary solvent manager and a sample manager, a Waters SYNAPT HDMS time-of-flight (TOF) mass spectrometer and an analytical workstation with MassLynx 4.1 software were used.
AN000360 | chromatography_metadata | COLUMN_NAME | Waters Acquity HSS T3 (100 x 2.1mm, 1.8um) T3 guard column
AN000360 | chromatography_metadata | METHODS_FILENAME | 3_CHR_PROT.pdf
AN000360 | chromatography_metadata | COLUMN_TEMPERATURE | 24?
AN000360 | chromatography_metadata | FLOW_GRADIENT | Isocratic 2% B (01 min), linear gradient from 2% to 5% B (12 min), 5% to 12% B min), 12% to 20% B (510 min), 20% to 30% B (1012 min), 30% to 50% B (1213 min), to 100% B (1315 min), isocratic 100% B for 1min, then back to 2% B in 1 min and 2% B for 3min before next run
AN000360 | chromatography_metadata | FLOW_RATE | 0.5 ml/min
AN000360 | chromatography_metadata | INJECTION_TEMPERATURE | 24?
AN000360 | chromatography_metadata | INTERNAL_STANDARD | Amygdalin
AN000360 | chromatography_metadata | SAMPLE_INJECTION | 8?L
AN000360 | chromatography_metadata | SAMPLING_CONE | 40V
AN000360 | chromatography_metadata | SOLVENT_A | Water containing 0.1% formic acid
AN000360 | chromatography_metadata | SOLVENT_B | Acetonitrile containing 0.1% formic acid
AN000360 | chromatography_metadata | ANALYTICAL_TIME | 20min
AN000360 | chromatography_metadata | CAPILLARY_VOLTAGE | Positive ion mode:3kV; Negative ion mode: 2.9kV
AN000360 | missingness | n_missing | 42930
AN000360 | missingness | n_value | 144045
AN000360 | missingness | perc_missing | 29.8031865042174
AN000360 | binomial_statistics | estimate | 0.590476694494794
AN000360 | binomial_statistics | statistic | 44630
AN000360 | binomial_statistics | p.value | 0
AN000360 | binomial_statistics | parameter | 75583
AN000360 | binomial_statistics | conf.low | 0.587525459899542
AN000360 | binomial_statistics | conf.high | 1
AN000360 | binomial_statistics | method | Exact binomial test
AN000360 | binomial_statistics | alternative | greater
AN000361 | measurement_metadata | INSTRUMENT_NAME | Waters Synapt-HDMS
AN000361 | measurement_metadata | INSTRUMENT_TYPE | QTOF
AN000361 | measurement_metadata | MS_TYPE | ESI
AN000361 | measurement_metadata | ION_MODE | NEGATIVE
AN000361 | measurement_metadata | CAPILLARY_VOLTAGE | 2.9kV
AN000361 | measurement_metadata | COLLISION_ENERGY | 6V (trap)/4V (transfer)
AN000361 | measurement_metadata | COLLISION_GAS | Ar
AN000361 | measurement_metadata | DRY_GAS_FLOW | 900 L/h
AN000361 | measurement_metadata | DRY_GAS_TEMP | 450C
AN000361 | measurement_metadata | ION_SOURCE_TEMPERATURE | 100C
AN000361 | measurement_metadata | IONIZATION | ESI
AN000361 | measurement_metadata | SOURCE_TEMPERATURE | 100C
AN000361 | measurement_metadata | DESOLVATION_GAS_FLOW | 900 L/h
AN000361 | measurement_metadata | DESOLVATION_TEMPERATURE | 450C
AN000361 | measurement_metadata | MS_COMMENTS | LCMS Negative ion mode (Rat:M/F)
AN000361 | chromatography_metadata | CHROMATOGRAPHY_SUMMARY | Untargeted UPLC-TOFMS
AN000361 | chromatography_metadata | CHROMATOGRAPHY_TYPE | Reversed phase
AN000361 | chromatography_metadata | INSTRUMENT_NAME | Waters Acquity of a binary solvent manager and a sample manager, a Waters SYNAPT HDMS time-of-flight (TOF) mass spectrometer and an analytical workstation with MassLynx 4.1 software were used.
AN000361 | chromatography_metadata | COLUMN_NAME | Waters Acquity HSS T3 (100 x 2.1mm, 1.8um) T3 guard column
AN000361 | chromatography_metadata | METHODS_FILENAME | 3_CHR_PROT.pdf
AN000361 | chromatography_metadata | COLUMN_TEMPERATURE | 24?
AN000361 | chromatography_metadata | FLOW_GRADIENT | Isocratic 2% B (01 min), linear gradient from 2% to 5% B (12 min), 5% to 12% B min), 12% to 20% B (510 min), 20% to 30% B (1012 min), 30% to 50% B (1213 min), to 100% B (1315 min), isocratic 100% B for 1min, then back to 2% B in 1 min and 2% B for 3min before next run
AN000361 | chromatography_metadata | FLOW_RATE | 0.5 ml/min
AN000361 | chromatography_metadata | INJECTION_TEMPERATURE | 24?
AN000361 | chromatography_metadata | INTERNAL_STANDARD | Amygdalin
AN000361 | chromatography_metadata | SAMPLE_INJECTION | 8?L
AN000361 | chromatography_metadata | SAMPLING_CONE | 40V
AN000361 | chromatography_metadata | SOLVENT_A | Water containing 0.1% formic acid
AN000361 | chromatography_metadata | SOLVENT_B | Acetonitrile containing 0.1% formic acid
AN000361 | chromatography_metadata | ANALYTICAL_TIME | 20min
AN000361 | chromatography_metadata | CAPILLARY_VOLTAGE | Positive ion mode:3kV; Negative ion mode: 2.9kV
AN000361 | missingness | n_missing | 28855
AN000361 | missingness | n_value | 84272
AN000361 | missingness | perc_missing | 34.24031706854
AN000361 | binomial_statistics | estimate | 0.621549909151213
AN000361 | binomial_statistics | statistic | 21551
AN000361 | binomial_statistics | p.value | 0
AN000361 | binomial_statistics | parameter | 34673
AN000361 | binomial_statistics | conf.low | 0.617243836118995
AN000361 | binomial_statistics | conf.high | 1
AN000361 | binomial_statistics | method | Exact binomial test
AN000361 | binomial_statistics | alternative | greater
AN000362 | measurement_metadata | INSTRUMENT_NAME | Waters Synapt-HDMS
AN000362 | measurement_metadata | INSTRUMENT_TYPE | QTOF
AN000362 | measurement_metadata | MS_TYPE | ESI
AN000362 | measurement_metadata | ION_MODE | NEGATIVE
AN000362 | measurement_metadata | CAPILLARY_VOLTAGE | 2.9kV
AN000362 | measurement_metadata | COLLISION_ENERGY | 6V (trap)/4V (transfer)
AN000362 | measurement_metadata | COLLISION_GAS | Ar
AN000362 | measurement_metadata | DRY_GAS_FLOW | 900 L/h
AN000362 | measurement_metadata | DRY_GAS_TEMP | 450C
AN000362 | measurement_metadata | ION_SOURCE_TEMPERATURE | 100C
AN000362 | measurement_metadata | IONIZATION | ESI
AN000362 | measurement_metadata | SOURCE_TEMPERATURE | 100C
AN000362 | measurement_metadata | DESOLVATION_GAS_FLOW | 900 L/h
AN000362 | measurement_metadata | DESOLVATION_TEMPERATURE | 450C
AN000362 | measurement_metadata | MS_COMMENTS | LCMS Negative ion mode (Human:M/F, Rat:M/F)
AN000362 | chromatography_metadata | CHROMATOGRAPHY_SUMMARY | Untargeted UPLC-TOFMS
AN000362 | chromatography_metadata | CHROMATOGRAPHY_TYPE | Reversed phase
AN000362 | chromatography_metadata | INSTRUMENT_NAME | Waters Acquity of a binary solvent manager and a sample manager, a Waters SYNAPT HDMS time-of-flight (TOF) mass spectrometer and an analytical workstation with MassLynx 4.1 software were used.
AN000362 | chromatography_metadata | COLUMN_NAME | Waters Acquity HSS T3 (100 x 2.1mm, 1.8um) T3 guard column
AN000362 | chromatography_metadata | METHODS_FILENAME | 3_CHR_PROT.pdf
AN000362 | chromatography_metadata | COLUMN_TEMPERATURE | 24?
AN000362 | chromatography_metadata | FLOW_GRADIENT | Isocratic 2% B (01 min), linear gradient from 2% to 5% B (12 min), 5% to 12% B min), 12% to 20% B (510 min), 20% to 30% B (1012 min), 30% to 50% B (1213 min), to 100% B (1315 min), isocratic 100% B for 1min, then back to 2% B in 1 min and 2% B for 3min before next run
AN000362 | chromatography_metadata | FLOW_RATE | 0.5 ml/min
AN000362 | chromatography_metadata | INJECTION_TEMPERATURE | 24?
AN000362 | chromatography_metadata | INTERNAL_STANDARD | Amygdalin
AN000362 | chromatography_metadata | SAMPLE_INJECTION | 8?L
AN000362 | chromatography_metadata | SAMPLING_CONE | 40V
AN000362 | chromatography_metadata | SOLVENT_A | Water containing 0.1% formic acid
AN000362 | chromatography_metadata | SOLVENT_B | Acetonitrile containing 0.1% formic acid
AN000362 | chromatography_metadata | ANALYTICAL_TIME | 20min
AN000362 | chromatography_metadata | CAPILLARY_VOLTAGE | Positive ion mode:3kV; Negative ion mode: 2.9kV
AN000362 | missingness | n_missing | 70472
AN000362 | missingness | n_value | 192769
AN000362 | missingness | perc_missing | 36.5577452806208
AN000362 | binomial_statistics | estimate | 0.536526087401875
AN000362 | binomial_statistics | statistic | 57617
AN000362 | binomial_statistics | p.value | 4.96714956242794e-127
AN000362 | binomial_statistics | parameter | 107389
AN000362 | binomial_statistics | conf.low | 0.53401775573751
AN000362 | binomial_statistics | conf.high | 1
AN000362 | binomial_statistics | method | Exact binomial test
AN000362 | binomial_statistics | alternative | greater
AN000363 | measurement_metadata | INSTRUMENT_NAME | Waters Synapt-HDMS
AN000363 | measurement_metadata | INSTRUMENT_TYPE | QTOF
AN000363 | measurement_metadata | MS_TYPE | ESI
AN000363 | measurement_metadata | ION_MODE | POSITIVE
AN000363 | measurement_metadata | CAPILLARY_VOLTAGE | 3kV
AN000363 | measurement_metadata | COLLISION_ENERGY | 6V (trap)/4V (transfer)
AN000363 | measurement_metadata | COLLISION_GAS | Ar
AN000363 | measurement_metadata | DRY_GAS_FLOW | 900 L/h
AN000363 | measurement_metadata | DRY_GAS_TEMP | 450?
AN000363 | measurement_metadata | ION_SOURCE_TEMPERATURE | 100?
AN000363 | measurement_metadata | IONIZATION | ESI
AN000363 | measurement_metadata | SOURCE_TEMPERATURE | 100?
AN000363 | measurement_metadata | DESOLVATION_GAS_FLOW | 900 L/h
AN000363 | measurement_metadata | DESOLVATION_TEMPERATURE | 450?
AN000363 | measurement_metadata | MS_COMMENTS | LCMS Positive ion mode (Rat:M/F)
AN000363 | chromatography_metadata | CHROMATOGRAPHY_SUMMARY | Untargeted UPLC-TOFMS
AN000363 | chromatography_metadata | CHROMATOGRAPHY_TYPE | Reversed phase
AN000363 | chromatography_metadata | INSTRUMENT_NAME | Waters Acquity of a binary solvent manager and a sample manager, a Waters SYNAPT HDMS time-of-flight (TOF) mass spectrometer and an analytical workstation with MassLynx 4.1 software were used.
AN000363 | chromatography_metadata | COLUMN_NAME | Waters Acquity HSS T3 (100 x 2.1mm, 1.8um) T3 guard column
AN000363 | chromatography_metadata | METHODS_FILENAME | 3_CHR_PROT.pdf
AN000363 | chromatography_metadata | COLUMN_TEMPERATURE | 24?
AN000363 | chromatography_metadata | FLOW_GRADIENT | Isocratic 2% B (01 min), linear gradient from 2% to 5% B (12 min), 5% to 12% B min), 12% to 20% B (510 min), 20% to 30% B (1012 min), 30% to 50% B (1213 min), to 100% B (1315 min), isocratic 100% B for 1min, then back to 2% B in 1 min and 2% B for 3min before next run
AN000363 | chromatography_metadata | FLOW_RATE | 0.5 ml/min
AN000363 | chromatography_metadata | INJECTION_TEMPERATURE | 24?
AN000363 | chromatography_metadata | INTERNAL_STANDARD | Amygdalin
AN000363 | chromatography_metadata | SAMPLE_INJECTION | 8?L
AN000363 | chromatography_metadata | SAMPLING_CONE | 40V
AN000363 | chromatography_metadata | SOLVENT_A | Water containing 0.1% formic acid
AN000363 | chromatography_metadata | SOLVENT_B | Acetonitrile containing 0.1% formic acid
AN000363 | chromatography_metadata | ANALYTICAL_TIME | 20min
AN000363 | chromatography_metadata | CAPILLARY_VOLTAGE | Positive ion mode:3kV; Negative ion mode: 2.9kV
AN000363 | missingness | n_missing | 4167
AN000363 | missingness | n_value | 22384
AN000363 | missingness | perc_missing | 18.6159756969264
AN000363 | binomial_statistics | estimate | 0.704136822102032
AN000363 | binomial_statistics | statistic | 4817
AN000363 | binomial_statistics | p.value | 1.82886221946889e-257
AN000363 | binomial_statistics | parameter | 6841
AN000363 | binomial_statistics | conf.low | 0.6949234576944
AN000363 | binomial_statistics | conf.high | 1
AN000363 | binomial_statistics | method | Exact binomial test
AN000363 | binomial_statistics | alternative | greater
AN000364 | measurement_metadata | INSTRUMENT_NAME | Waters Synapt-HDMS
AN000364 | measurement_metadata | INSTRUMENT_TYPE | QTOF
AN000364 | measurement_metadata | MS_TYPE | ESI
AN000364 | measurement_metadata | ION_MODE | NEGATIVE
AN000364 | measurement_metadata | CAPILLARY_VOLTAGE | 2.9kV
AN000364 | measurement_metadata | COLLISION_ENERGY | 6V (trap)/4V (transfer)
AN000364 | measurement_metadata | COLLISION_GAS | Ar
AN000364 | measurement_metadata | DRY_GAS_FLOW | 900 L/h
AN000364 | measurement_metadata | DRY_GAS_TEMP | 450?
AN000364 | measurement_metadata | ION_SOURCE_TEMPERATURE | 100?
AN000364 | measurement_metadata | IONIZATION | ESI
AN000364 | measurement_metadata | SOURCE_TEMPERATURE | 100?
AN000364 | measurement_metadata | DESOLVATION_GAS_FLOW | 900 L/h
AN000364 | measurement_metadata | DESOLVATION_TEMPERATURE | 450?
AN000364 | measurement_metadata | MS_COMMENTS | LCMS Negative ion mode (Rat:M/F)
AN000364 | chromatography_metadata | CHROMATOGRAPHY_SUMMARY | Untargeted UPLC-TOFMS
AN000364 | chromatography_metadata | CHROMATOGRAPHY_TYPE | Reversed phase
AN000364 | chromatography_metadata | INSTRUMENT_NAME | Waters Acquity of a binary solvent manager and a sample manager, a Waters SYNAPT HDMS time-of-flight (TOF) mass spectrometer and an analytical workstation with MassLynx 4.1 software were used.
AN000364 | chromatography_metadata | COLUMN_NAME | Waters Acquity HSS T3 (100 x 2.1mm, 1.8um) T3 guard column
AN000364 | chromatography_metadata | METHODS_FILENAME | 3_CHR_PROT.pdf
AN000364 | chromatography_metadata | COLUMN_TEMPERATURE | 24?
AN000364 | chromatography_metadata | FLOW_GRADIENT | Isocratic 2% B (01 min), linear gradient from 2% to 5% B (12 min), 5% to 12% B min), 12% to 20% B (510 min), 20% to 30% B (1012 min), 30% to 50% B (1213 min), to 100% B (1315 min), isocratic 100% B for 1min, then back to 2% B in 1 min and 2% B for 3min before next run
AN000364 | chromatography_metadata | FLOW_RATE | 0.5 ml/min
AN000364 | chromatography_metadata | INJECTION_TEMPERATURE | 24?
AN000364 | chromatography_metadata | INTERNAL_STANDARD | Amygdalin
AN000364 | chromatography_metadata | SAMPLE_INJECTION | 8?L
AN000364 | chromatography_metadata | SAMPLING_CONE | 40V
AN000364 | chromatography_metadata | SOLVENT_A | Water containing 0.1% formic acid
AN000364 | chromatography_metadata | SOLVENT_B | Acetonitrile containing 0.1% formic acid
AN000364 | chromatography_metadata | ANALYTICAL_TIME | 20min
AN000364 | chromatography_metadata | CAPILLARY_VOLTAGE | Positive ion mode:3kV; Negative ion mode: 2.9kV
AN000364 | missingness | n_missing | 4167
AN000364 | missingness | n_value | 22384
AN000364 | missingness | perc_missing | 18.6159756969264
AN000364 | binomial_statistics | estimate | 0.704136822102032
AN000364 | binomial_statistics | statistic | 4817
AN000364 | binomial_statistics | p.value | 1.82886221946889e-257
AN000364 | binomial_statistics | parameter | 6841
AN000364 | binomial_statistics | conf.low | 0.6949234576944
AN000364 | binomial_statistics | conf.high | 1
AN000364 | binomial_statistics | method | Exact binomial test
AN000364 | binomial_statistics | alternative | greater
AN000454 | measurement_metadata | MS_COMMENTS | -
AN000454 | measurement_metadata | INSTRUMENT_TYPE | Orbitrap
AN000454 | measurement_metadata | MS_TYPE | ESI
AN000454 | measurement_metadata | ION_MODE | POSITIVE
AN000454 | measurement_metadata | INSTRUMENT_NAME | Thermo Q Exactive Orbitrap Thermo Scientific- Q Exactive:
AN000454 | chromatography_metadata | CHROMATOGRAPHY_TYPE | Reversed phase
AN000454 | chromatography_metadata | INSTRUMENT_NAME | Thermo Scientific-Dionex Ultimate 3000:
AN000454 | chromatography_metadata | COLUMN_NAME | ACE Excel 2 C18-PFP (100 x 2.1mm, 2um)
AN000454 | chromatography_metadata | CHROMATOGRAPHY_COMMENTS | UHPLC, Thermo Scientific-Dionex Ultimate 3000: While setting up sequence, ensure that method to be utilized is PFP-metabolomics-neg350-NoBuffer-0-SID and PFP-metabolomics-neg-350-dd-MS2 for negative sequences. For positive sequences utilize PFP-metabolomics-pos-350-0-SID and PFP-metabolomics-pos-350-dd-MS2. Check the lines for air bubbles and purge line if present. Set injection volume to 2uL for positive samples and 4uL for negative samples.
AN000454 | missingness | n_missing | 240
AN000454 | missingness | n_value | 13840
AN000454 | missingness | perc_missing | 1.73410404624277
AN000454 | binomial_statistics | estimate | 0.840909090909091
AN000454 | binomial_statistics | statistic | 370
AN000454 | binomial_statistics | p.value | 1.20322509223139e-50
AN000454 | binomial_statistics | parameter | 440
AN000454 | binomial_statistics | conf.low | 0.809394616961251
AN000454 | binomial_statistics | conf.high | 1
AN000454 | binomial_statistics | method | Exact binomial test
AN000454 | binomial_statistics | alternative | greater
AN000455 | measurement_metadata | MS_COMMENTS | -
AN000455 | measurement_metadata | INSTRUMENT_TYPE | Orbitrap
AN000455 | measurement_metadata | MS_TYPE | ESI
AN000455 | measurement_metadata | ION_MODE | NEGATIVE
AN000455 | measurement_metadata | INSTRUMENT_NAME | Thermo Q Exactive Orbitrap Thermo Scientific- Q Exactive:
AN000455 | chromatography_metadata | CHROMATOGRAPHY_TYPE | Reversed phase
AN000455 | chromatography_metadata | INSTRUMENT_NAME | Thermo Scientific-Dionex Ultimate 3000:
AN000455 | chromatography_metadata | COLUMN_NAME | ACE Excel 2 C18-PFP (100 x 2.1mm, 2um)
AN000455 | chromatography_metadata | CHROMATOGRAPHY_COMMENTS | UHPLC, Thermo Scientific-Dionex Ultimate 3000: While setting up sequence, ensure that method to be utilized is PFP-metabolomics-neg350-NoBuffer-0-SID and PFP-metabolomics-neg-350-dd-MS2 for negative sequences. For positive sequences utilize PFP-metabolomics-pos-350-0-SID and PFP-metabolomics-pos-350-dd-MS2. Check the lines for air bubbles and purge line if present. Set injection volume to 2uL for positive samples and 4uL for negative samples.
AN000455 | missingness | n_missing | 156
AN000455 | missingness | n_value | 9520
AN000455 | missingness | perc_missing | 1.63865546218487
AN000455 | binomial_statistics | estimate | 0.82967032967033
AN000455 | binomial_statistics | statistic | 302
AN000455 | binomial_statistics | p.value | 2.6250526513837e-39
AN000455 | binomial_statistics | parameter | 364
AN000455 | binomial_statistics | conf.low | 0.793910392102551
AN000455 | binomial_statistics | conf.high | 1
AN000455 | binomial_statistics | method | Exact binomial test
AN000455 | binomial_statistics | alternative | greater
AN000464 | measurement_metadata | MS_COMMENTS | -
AN000464 | measurement_metadata | INSTRUMENT_TYPE | Orbitrap
AN000464 | measurement_metadata | MS_TYPE | ESI
AN000464 | measurement_metadata | ION_MODE | POSITIVE
AN000464 | measurement_metadata | INSTRUMENT_NAME | Thermo Q Exactive Orbitrap Thermo Scientific Q-Exactive
AN000464 | chromatography_metadata | CHROMATOGRAPHY_TYPE | Reversed phase
AN000464 | chromatography_metadata | INSTRUMENT_NAME | Thermo Scientific-Dionex Ultimate 3000
AN000464 | chromatography_metadata | COLUMN_NAME | ACE Excel 2 C18-PFP (100 x 2.1mm, 2um)
AN000464 | chromatography_metadata | METHODS_FILENAME | Metabolomics_LCMSProtocol_urine.pdf
AN000464 | chromatography_metadata | INTERNAL_STANDARD | Appendix A - Internal Standard Prep GLCMS.pdf
AN000464 | missingness | n_missing | 1650
AN000464 | missingness | n_value | 78795
AN000464 | missingness | perc_missing | 2.09404150009518
AN000464 | binomial_statistics | estimate | 0.926550868486352
AN000464 | binomial_statistics | statistic | 5601
AN000464 | binomial_statistics | p.value | 0
AN000464 | binomial_statistics | parameter | 6045
AN000464 | binomial_statistics | conf.low | 0.920795182299804
AN000464 | binomial_statistics | conf.high | 1
AN000464 | binomial_statistics | method | Exact binomial test
AN000464 | binomial_statistics | alternative | greater
AN000465 | measurement_metadata | MS_COMMENTS | -
AN000465 | measurement_metadata | INSTRUMENT_TYPE | Orbitrap
AN000465 | measurement_metadata | MS_TYPE | ESI
AN000465 | measurement_metadata | ION_MODE | NEGATIVE
AN000465 | measurement_metadata | INSTRUMENT_NAME | Thermo Q Exactive Orbitrap Thermo Scientific Q-Exactive
AN000465 | chromatography_metadata | CHROMATOGRAPHY_TYPE | Reversed phase
AN000465 | chromatography_metadata | INSTRUMENT_NAME | Thermo Scientific-Dionex Ultimate 3000
AN000465 | chromatography_metadata | COLUMN_NAME | ACE Excel 2 C18-PFP (100 x 2.1mm, 2um)
AN000465 | chromatography_metadata | METHODS_FILENAME | Metabolomics_LCMSProtocol_urine.pdf
AN000465 | chromatography_metadata | INTERNAL_STANDARD | Appendix A - Internal Standard Prep GLCMS.pdf
AN000465 | missingness | n_missing | 687
AN000465 | missingness | n_value | 33570
AN000465 | missingness | perc_missing | 2.04647006255585
AN000465 | binomial_statistics | estimate | 0.887755102040816
AN000465 | binomial_statistics | statistic | 1827
AN000465 | binomial_statistics | p.value | 7.30421517446324e-308
AN000465 | binomial_statistics | parameter | 2058
AN000465 | binomial_statistics | conf.low | 0.875654505394776
AN000465 | binomial_statistics | conf.high | 1
AN000465 | binomial_statistics | method | Exact binomial test
AN000465 | binomial_statistics | alternative | greater
AN000466 | measurement_metadata | MS_COMMENTS | -
AN000466 | measurement_metadata | INSTRUMENT_TYPE | Orbitrap
AN000466 | measurement_metadata | MS_TYPE | ESI
AN000466 | measurement_metadata | ION_MODE | POSITIVE
AN000466 | measurement_metadata | INSTRUMENT_NAME | Thermo Q Exactive Orbitrap Thermo Scientific Q-Exactive
AN000466 | chromatography_metadata | CHROMATOGRAPHY_TYPE | Reversed phase
AN000466 | chromatography_metadata | INSTRUMENT_NAME | Thermo Scientific-Dionex Ultimate 3000
AN000466 | chromatography_metadata | COLUMN_NAME | ACE Excel 2 C18-PFP (100 x 2.1mm, 2um)
AN000466 | chromatography_metadata | METHODS_FILENAME | Metabolomics_LCMSProtocol_plasma.pdf
AN000466 | chromatography_metadata | INTERNAL_STANDARD | Appendix A - Internal Standard Prep GLCMS.pdf
AN000466 | missingness | n_missing | 684
AN000466 | missingness | n_value | 45594
AN000466 | missingness | perc_missing | 1.500197394394
AN000466 | binomial_statistics | estimate | 0.95446584938704
AN000466 | binomial_statistics | statistic | 1635
AN000466 | binomial_statistics | p.value | 0
AN000466 | binomial_statistics | parameter | 1713
AN000466 | binomial_statistics | conf.low | 0.945290146433105
AN000466 | binomial_statistics | conf.high | 1
AN000466 | binomial_statistics | method | Exact binomial test
AN000466 | binomial_statistics | alternative | greater
AN000470 | measurement_metadata | MS_COMMENTS | -
AN000470 | measurement_metadata | INSTRUMENT_TYPE | Orbitrap
AN000470 | measurement_metadata | MS_TYPE | ESI
AN000470 | measurement_metadata | ION_MODE | POSITIVE
AN000470 | measurement_metadata | INSTRUMENT_NAME | Thermo Q Exactive Orbitrap Thermo Scientific- Q Exactive
AN000470 | chromatography_metadata | CHROMATOGRAPHY_TYPE | Reversed phase
AN000470 | chromatography_metadata | INSTRUMENT_NAME | Thermo Scientific-Dionex Ultimate 3000
AN000470 | chromatography_metadata | COLUMN_NAME | ACE Excel 2 C18-PFP (100 x 2.1mm, 2um)
AN000470 | chromatography_metadata | METHODS_FILENAME | Metabolomics_LCMSProtocol.pdf
AN000470 | missingness | n_missing | 10
AN000470 | missingness | n_value | 10845
AN000470 | missingness | perc_missing | 0.0922083909635777
AN000470 | binomial_statistics | estimate | 1
AN000470 | binomial_statistics | statistic | 62
AN000470 | binomial_statistics | p.value | 2.168404344971e-19
AN000470 | binomial_statistics | parameter | 62
AN000470 | binomial_statistics | conf.low | 0.952830488624643
AN000470 | binomial_statistics | conf.high | 1
AN000470 | binomial_statistics | method | Exact binomial test
AN000470 | binomial_statistics | alternative | greater
AN000471 | measurement_metadata | MS_COMMENTS | -
AN000471 | measurement_metadata | INSTRUMENT_TYPE | Orbitrap
AN000471 | measurement_metadata | MS_TYPE | ESI
AN000471 | measurement_metadata | ION_MODE | NEGATIVE
AN000471 | measurement_metadata | INSTRUMENT_NAME | Thermo Q Exactive Orbitrap Thermo Scientific- Q Exactive
AN000471 | chromatography_metadata | CHROMATOGRAPHY_TYPE | Reversed phase
AN000471 | chromatography_metadata | INSTRUMENT_NAME | Thermo Scientific-Dionex Ultimate 3000
AN000471 | chromatography_metadata | COLUMN_NAME | ACE Excel 2 C18-PFP (100 x 2.1mm, 2um)
AN000471 | chromatography_metadata | METHODS_FILENAME | Metabolomics_LCMSProtocol.pdf
AN000471 | missingness | n_missing | 40
AN000471 | missingness | n_value | 8190
AN000471 | missingness | perc_missing | 0.488400488400488
AN000471 | binomial_statistics | estimate | 0.955752212389381
AN000471 | binomial_statistics | statistic | 108
AN000471 | binomial_statistics | p.value | 1.41598076926491e-26
AN000471 | binomial_statistics | parameter | 113
AN000471 | binomial_statistics | conf.low | 0.909219236373684
AN000471 | binomial_statistics | conf.high | 1
AN000471 | binomial_statistics | method | Exact binomial test
AN000471 | binomial_statistics | alternative | greater
AN000479 | measurement_metadata | MS_COMMENTS | -
AN000479 | measurement_metadata | INSTRUMENT_TYPE | QTOF
AN000479 | measurement_metadata | MS_TYPE | ESI
AN000479 | measurement_metadata | ION_MODE | NEGATIVE
AN000479 | measurement_metadata | INSTRUMENT_NAME | Agilent 6520 QTOF Agilent Q-TOF 6520
AN000479 | chromatography_metadata | CHROMATOGRAPHY_TYPE | HILIC
AN000479 | chromatography_metadata | INSTRUMENT_NAME | Agilent 1260
AN000479 | chromatography_metadata | COLUMN_NAME | Phenomenex Luna NH2 (150 x 1mm, 3um)
AN000479 | chromatography_metadata | METHODS_FILENAME | QTOF-002-HILIC-35min-1mm_bottompheater-no insert.m
AN000479 | missingness | n_missing | 391
AN000479 | missingness | n_value | 2700
AN000479 | missingness | perc_missing | 14.4814814814815
AN000479 | binomial_statistics | estimate | 0.937947494033413
AN000479 | binomial_statistics | statistic | 393
AN000479 | binomial_statistics | p.value | 1.33667226049311e-85
AN000479 | binomial_statistics | parameter | 419
AN000479 | binomial_statistics | conf.low | 0.914940641731696
AN000479 | binomial_statistics | conf.high | 1
AN000479 | binomial_statistics | method | Exact binomial test
AN000479 | binomial_statistics | alternative | greater
AN000484 | measurement_metadata | INSTRUMENT_TYPE | FT-NMR
AN000484 | measurement_metadata | NMR_EXPERIMENT_TYPE | Other
AN000484 | measurement_metadata | FIELD_FREQUENCY_LOCK | Deuterium
AN000484 | measurement_metadata | STANDARD_CONCENTRATION | 0.5 mM
AN000484 | measurement_metadata | SPECTROMETER_FREQUENCY | 700 MHz
AN000484 | measurement_metadata | NMR_PROBE | 5 mm ATMA Cryoprobe
AN000484 | measurement_metadata | NMR_SOLVENT | D2O
AN000484 | measurement_metadata | NMR_TUBE_SIZE | 5 mm
AN000484 | measurement_metadata | SHIMMING_METHOD | Topshim
AN000484 | measurement_metadata | PULSE_SEQUENCE | noesypr1d
AN000484 | measurement_metadata | WATER_SUPPRESSION | yes
AN000484 | measurement_metadata | RECEIVER_GAIN | 4.5
AN000484 | measurement_metadata | OFFSET_FREQUENCY | 3299.5
AN000484 | measurement_metadata | CHEMICAL_SHIFT_REF_CPD | DSS
AN000484 | measurement_metadata | TEMPERATURE | 298.1 K
AN000484 | measurement_metadata | NUMBER_OF_SCANS | 128
AN000484 | measurement_metadata | DUMMY_SCANS | 4
AN000484 | measurement_metadata | ACQUISITION_TIME | 3.893
AN000484 | measurement_metadata | SPECTRAL_WIDTH | 12.0227 ppm, 8.417 Hz
AN000484 | measurement_metadata | NUM_DATA_POINTS_ACQUIRED | 65536
AN000484 | measurement_metadata | REAL_DATA_POINTS | 65536
AN000484 | measurement_metadata | LINE_BROADENING | 0.5 Hz
AN000484 | measurement_metadata | ZERO_FILLING | yes
AN000484 | measurement_metadata | APODIZATION | Lorentzian
AN000484 | measurement_metadata | BASELINE_CORRECTION_METHOD | Polynomial
AN000484 | measurement_metadata | CHEMICAL_SHIFT_REF_STD | DSS-D6
AN000484 | measurement_metadata | BINNED_INCREMENT | 0.04
AN000484 | measurement_metadata | BINNED_DATA_EXCLUDED_RANGE | water (4.68 – 5.2 ppm) methanol (3.33 - 3.36 ppm) imidazole (7.27 - 7.40 ppm)
AN000484 | measurement_metadata | INSTRUMENT_NAME | Bruker 700MHz
AN000484 | chromatography_metadata | CHROMATOGRAPHY_TYPE | -
AN000484 | chromatography_metadata | INSTRUMENT_NAME | -
AN000484 | chromatography_metadata | COLUMN_NAME | -
AN000484 | missingness | n_missing | 1526
AN000484 | missingness | n_value | 10764
AN000484 | missingness | perc_missing | 14.1768859160164
AN000484 | binomial_statistics | estimate | 0.998882057015092
AN000484 | binomial_statistics | statistic | 1787
AN000484 | binomial_statistics | p.value | 0
AN000484 | binomial_statistics | parameter | 1789
AN000484 | binomial_statistics | conf.low | 0.996485053620436
AN000484 | binomial_statistics | conf.high | 1
AN000484 | binomial_statistics | method | Exact binomial test
AN000484 | binomial_statistics | alternative | greater
AN000485 | measurement_metadata | INSTRUMENT_TYPE | FT-NMR
AN000485 | measurement_metadata | NMR_EXPERIMENT_TYPE | Other
AN000485 | measurement_metadata | FIELD_FREQUENCY_LOCK | Deuterium
AN000485 | measurement_metadata | STANDARD_CONCENTRATION | 0.5 mM
AN000485 | measurement_metadata | SPECTROMETER_FREQUENCY | 700 MHz
AN000485 | measurement_metadata | NMR_PROBE | 5 mm ATMA Cryoprobe
AN000485 | measurement_metadata | NMR_SOLVENT | D2O
AN000485 | measurement_metadata | NMR_TUBE_SIZE | 5 mm
AN000485 | measurement_metadata | SHIMMING_METHOD | Topshim
AN000485 | measurement_metadata | PULSE_SEQUENCE | noesypr1d
AN000485 | measurement_metadata | WATER_SUPPRESSION | yes
AN000485 | measurement_metadata | RECEIVER_GAIN | 4.5
AN000485 | measurement_metadata | OFFSET_FREQUENCY | 3299.5
AN000485 | measurement_metadata | CHEMICAL_SHIFT_REF_CPD | DSS
AN000485 | measurement_metadata | TEMPERATURE | 298.1 K
AN000485 | measurement_metadata | NUMBER_OF_SCANS | 128
AN000485 | measurement_metadata | DUMMY_SCANS | 4
AN000485 | measurement_metadata | ACQUISITION_TIME | 3.893
AN000485 | measurement_metadata | SPECTRAL_WIDTH | 12.0227 ppm, 8.417 Hz
AN000485 | measurement_metadata | NUM_DATA_POINTS_ACQUIRED | 65536
AN000485 | measurement_metadata | REAL_DATA_POINTS | 65536
AN000485 | measurement_metadata | LINE_BROADENING | 0.5 Hz
AN000485 | measurement_metadata | ZERO_FILLING | yes
AN000485 | measurement_metadata | APODIZATION | Lorentzian
AN000485 | measurement_metadata | BASELINE_CORRECTION_METHOD | Polynomial
AN000485 | measurement_metadata | CHEMICAL_SHIFT_REF_STD | DSS-D6
AN000485 | measurement_metadata | BINNED_DATA_EXCLUDED_RANGE | water (4.60 – 5.10 ppm) EDTA (2.53 – 2.59 ppm, 2.67 -2.72 ppm, 3.06 – 3.15 ppm, 3.22 - 3.28 and 3.56 – 3.65ppm) noise regions (5.50-5.70 ppm, 5.90-6.80 ppm, 7.85-10.786 ppm)
AN000485 | measurement_metadata | INSTRUMENT_NAME | Bruker 700MHz
AN000485 | chromatography_metadata | CHROMATOGRAPHY_TYPE | -
AN000485 | chromatography_metadata | INSTRUMENT_NAME | -
AN000485 | chromatography_metadata | COLUMN_NAME | -
AN000485 | missingness | n_missing | 42
AN000485 | missingness | n_value | 14976
AN000485 | missingness | perc_missing | 0.280448717948718
AN000485 | binomial_statistics | estimate | 1
AN000485 | binomial_statistics | statistic | 557
AN000485 | binomial_statistics | p.value | 2.1197879309511e-168
AN000485 | binomial_statistics | parameter | 557
AN000485 | binomial_statistics | conf.low | 0.99463610292313
AN000485 | binomial_statistics | conf.high | 1
AN000485 | binomial_statistics | method | Exact binomial test
AN000485 | binomial_statistics | alternative | greater
AN000490 | measurement_metadata | INSTRUMENT_NAME | Thermo Q Exactive Orbitrap
AN000490 | measurement_metadata | INSTRUMENT_TYPE | Orbitrap
AN000490 | measurement_metadata | MS_TYPE | ESI
AN000490 | measurement_metadata | ION_MODE | POSITIVE
AN000490 | measurement_metadata | MS_COMMENTS | HESI Positive Peak Area
AN000490 | chromatography_metadata | CHROMATOGRAPHY_SUMMARY | None
AN000490 | chromatography_metadata | CHROMATOGRAPHY_TYPE | Reversed phase
AN000490 | chromatography_metadata | INSTRUMENT_NAME | Thermo Dionex Ultimate 3000
AN000490 | chromatography_metadata | COLUMN_NAME | ACE Excel 2 C18-PFP (100 x 2.1mm, 2um)
AN000490 | chromatography_metadata | METHODS_FILENAME | Lipidomics_LCMSProtocol.pdf
AN000490 | missingness | n_missing | 591
AN000490 | missingness | n_value | 16752
AN000490 | missingness | perc_missing | 3.52793696275072
AN000490 | binomial_statistics | estimate | 0.654861558274308
AN000490 | binomial_statistics | statistic | 1017
AN000490 | binomial_statistics | p.value | 5.79859182011474e-35
AN000490 | binomial_statistics | parameter | 1553
AN000490 | binomial_statistics | conf.low | 0.634490614372168
AN000490 | binomial_statistics | conf.high | 1
AN000490 | binomial_statistics | method | Exact binomial test
AN000490 | binomial_statistics | alternative | greater
AN000492 | measurement_metadata | INSTRUMENT_NAME | Thermo Q Exactive Orbitrap
AN000492 | measurement_metadata | INSTRUMENT_TYPE | Orbitrap
AN000492 | measurement_metadata | MS_TYPE | ESI
AN000492 | measurement_metadata | ION_MODE | POSITIVE
AN000492 | measurement_metadata | MS_COMMENTS | HESI Positive Peak Height
AN000492 | chromatography_metadata | CHROMATOGRAPHY_SUMMARY | None
AN000492 | chromatography_metadata | CHROMATOGRAPHY_TYPE | Reversed phase
AN000492 | chromatography_metadata | INSTRUMENT_NAME | Thermo Dionex Ultimate 3000
AN000492 | chromatography_metadata | COLUMN_NAME | ACE Excel 2 C18-PFP (100 x 2.1mm, 2um)
AN000492 | chromatography_metadata | METHODS_FILENAME | Lipidomics_LCMSProtocol.pdf
AN000492 | missingness | n_missing | 591
AN000492 | missingness | n_value | 16752
AN000492 | missingness | perc_missing | 3.52793696275072
AN000492 | binomial_statistics | estimate | 0.695428203477141
AN000492 | binomial_statistics | statistic | 1080
AN000492 | binomial_statistics | p.value | 4.72183746327629e-55
AN000492 | binomial_statistics | parameter | 1553
AN000492 | binomial_statistics | conf.low | 0.675633235296364
AN000492 | binomial_statistics | conf.high | 1
AN000492 | binomial_statistics | method | Exact binomial test
AN000492 | binomial_statistics | alternative | greater
AN000494 | measurement_metadata | INSTRUMENT_NAME | Thermo Q Exactive Orbitrap
AN000494 | measurement_metadata | INSTRUMENT_TYPE | Orbitrap
AN000494 | measurement_metadata | MS_TYPE | ESI
AN000494 | measurement_metadata | ION_MODE | POSITIVE
AN000494 | measurement_metadata | MS_COMMENTS | HESI Positive Peak Area
AN000494 | chromatography_metadata | CHROMATOGRAPHY_SUMMARY | None
AN000494 | chromatography_metadata | CHROMATOGRAPHY_TYPE | Reversed phase
AN000494 | chromatography_metadata | INSTRUMENT_NAME | Thermo Dionex Ultimate 3000
AN000494 | chromatography_metadata | COLUMN_NAME | ACE Excel 2 C18-PFP (100 x 2.1mm, 2um)
AN000494 | missingness | n_missing | 463
AN000494 | missingness | n_value | 11492
AN000494 | missingness | perc_missing | 4.02888966237383
AN000494 | binomial_statistics | estimate | 0.681286549707602
AN000494 | binomial_statistics | statistic | 699
AN000494 | binomial_statistics | p.value | 5.40158135785617e-32
AN000494 | binomial_statistics | parameter | 1026
AN000494 | binomial_statistics | conf.low | 0.656504464611035
AN000494 | binomial_statistics | conf.high | 1
AN000494 | binomial_statistics | method | Exact binomial test
AN000494 | binomial_statistics | alternative | greater
AN000495 | measurement_metadata | INSTRUMENT_NAME | Thermo Q Exactive Orbitrap
AN000495 | measurement_metadata | INSTRUMENT_TYPE | Orbitrap
AN000495 | measurement_metadata | MS_TYPE | ESI
AN000495 | measurement_metadata | ION_MODE | NEGATIVE
AN000495 | measurement_metadata | MS_COMMENTS | HESI Negative Peak Area
AN000495 | chromatography_metadata | CHROMATOGRAPHY_SUMMARY | None
AN000495 | chromatography_metadata | CHROMATOGRAPHY_TYPE | Reversed phase
AN000495 | chromatography_metadata | INSTRUMENT_NAME | Thermo Dionex Ultimate 3000
AN000495 | chromatography_metadata | COLUMN_NAME | ACE Excel 2 C18-PFP (100 x 2.1mm, 2um)
AN000495 | missingness | n_missing | 354
AN000495 | missingness | n_value | 11509
AN000495 | missingness | perc_missing | 3.07585367972891
AN000495 | binomial_statistics | estimate | 0.684684684684685
AN000495 | binomial_statistics | statistic | 532
AN000495 | binomial_statistics | p.value | 1.51379577549126e-25
AN000495 | binomial_statistics | parameter | 777
AN000495 | binomial_statistics | conf.low | 0.65613261648837
AN000495 | binomial_statistics | conf.high | 1
AN000495 | binomial_statistics | method | Exact binomial test
AN000495 | binomial_statistics | alternative | greater
AN000496 | measurement_metadata | INSTRUMENT_NAME | Thermo Q Exactive Orbitrap
AN000496 | measurement_metadata | INSTRUMENT_TYPE | Orbitrap
AN000496 | measurement_metadata | MS_TYPE | ESI
AN000496 | measurement_metadata | ION_MODE | POSITIVE
AN000496 | measurement_metadata | MS_COMMENTS | HESI Positive Peak Height
AN000496 | chromatography_metadata | CHROMATOGRAPHY_SUMMARY | None
AN000496 | chromatography_metadata | CHROMATOGRAPHY_TYPE | Reversed phase
AN000496 | chromatography_metadata | INSTRUMENT_NAME | Thermo Dionex Ultimate 3000
AN000496 | chromatography_metadata | COLUMN_NAME | ACE Excel 2 C18-PFP (100 x 2.1mm, 2um)
AN000496 | missingness | n_missing | 463
AN000496 | missingness | n_value | 11492
AN000496 | missingness | perc_missing | 4.02888966237383
AN000496 | binomial_statistics | estimate | 0.756335282651072
AN000496 | binomial_statistics | statistic | 776
AN000496 | binomial_statistics | p.value | 1.56043079000339e-63
AN000496 | binomial_statistics | parameter | 1026
AN000496 | binomial_statistics | conf.low | 0.733271866384901
AN000496 | binomial_statistics | conf.high | 1
AN000496 | binomial_statistics | method | Exact binomial test
AN000496 | binomial_statistics | alternative | greater
AN000497 | measurement_metadata | INSTRUMENT_NAME | Thermo Q Exactive Orbitrap
AN000497 | measurement_metadata | INSTRUMENT_TYPE | Orbitrap
AN000497 | measurement_metadata | MS_TYPE | ESI
AN000497 | measurement_metadata | ION_MODE | NEGATIVE
AN000497 | measurement_metadata | MS_COMMENTS | HESI Negative Peak Height
AN000497 | chromatography_metadata | CHROMATOGRAPHY_SUMMARY | None
AN000497 | chromatography_metadata | CHROMATOGRAPHY_TYPE | Reversed phase
AN000497 | chromatography_metadata | INSTRUMENT_NAME | Thermo Dionex Ultimate 3000
AN000497 | chromatography_metadata | COLUMN_NAME | ACE Excel 2 C18-PFP (100 x 2.1mm, 2um)
AN000497 | missingness | n_missing | 354
AN000497 | missingness | n_value | 11509
AN000497 | missingness | perc_missing | 3.07585367972891
AN000497 | binomial_statistics | estimate | 0.756756756756757
AN000497 | binomial_statistics | statistic | 588
AN000497 | binomial_statistics | p.value | 1.00474910892371e-48
AN000497 | binomial_statistics | parameter | 777
AN000497 | binomial_statistics | conf.low | 0.730094269291178
AN000497 | binomial_statistics | conf.high | 1
AN000497 | binomial_statistics | method | Exact binomial test
AN000497 | binomial_statistics | alternative | greater
AN000500 | measurement_metadata | INSTRUMENT_NAME | Bruker
AN000500 | measurement_metadata | INSTRUMENT_TYPE | FT-NMR
AN000500 | measurement_metadata | NMR_EXPERIMENT_TYPE | Other
AN000500 | measurement_metadata | FIELD_FREQUENCY_LOCK | Deuterium
AN000500 | measurement_metadata | STANDARD_CONCENTRATION | 0.5 mM
AN000500 | measurement_metadata | SPECTROMETER_FREQUENCY | 700 MHz
AN000500 | measurement_metadata | NMR_PROBE | 5 mm ATMA Cryoprobe
AN000500 | measurement_metadata | NMR_SOLVENT | D2O
AN000500 | measurement_metadata | NMR_TUBE_SIZE | 5mm, 4 inch
AN000500 | measurement_metadata | SHIMMING_METHOD | Topshim
AN000500 | measurement_metadata | PULSE_SEQUENCE | noesypr1d
AN000500 | measurement_metadata | WATER_SUPPRESSION | yes
AN000500 | measurement_metadata | RECEIVER_GAIN | 4.5
AN000500 | measurement_metadata | OFFSET_FREQUENCY | 3299.5
AN000500 | measurement_metadata | CHEMICAL_SHIFT_REF_CPD | DSS
AN000500 | measurement_metadata | TEMPERATURE | 298.1 K
AN000500 | measurement_metadata | NUMBER_OF_SCANS | 128
AN000500 | measurement_metadata | DUMMY_SCANS | 4
AN000500 | measurement_metadata | ACQUISITION_TIME | 3.893
AN000500 | measurement_metadata | SPECTRAL_WIDTH | 12.0227 ppm, 8.417 Hz
AN000500 | measurement_metadata | NUM_DATA_POINTS_ACQUIRED | 65536
AN000500 | measurement_metadata | REAL_DATA_POINTS | 65536
AN000500 | measurement_metadata | LINE_BROADENING | 0.5 Hz
AN000500 | measurement_metadata | ZERO_FILLING | yes
AN000500 | measurement_metadata | APODIZATION | Lorentzian
AN000500 | measurement_metadata | BASELINE_CORRECTION_METHOD | Polynomial
AN000500 | measurement_metadata | CHEMICAL_SHIFT_REF_STD | DSS-D6
AN000500 | measurement_metadata | BINNED_INCREMENT | 0.04
AN000500 | measurement_metadata | BINNED_DATA_EXCLUDED_RANGE | 4.755 - 4.855 (water); 7.20 - 7.35 (Imidazole)
AN000500 | chromatography_metadata | CHROMATOGRAPHY_TYPE | -
AN000500 | chromatography_metadata | INSTRUMENT_NAME | -
AN000500 | chromatography_metadata | COLUMN_NAME | -
AN000500 | missingness | n_missing | 432
AN000500 | missingness | n_value | 18094
AN000500 | missingness | perc_missing | 2.38753177849011
AN000500 | binomial_statistics | estimate | 0.997706422018349
AN000500 | binomial_statistics | statistic | 870
AN000500 | binomial_statistics | p.value | 1.20877551678165e-257
AN000500 | binomial_statistics | parameter | 872
AN000500 | binomial_statistics | conf.low | 0.99279781667769
AN000500 | binomial_statistics | conf.high | 1
AN000500 | binomial_statistics | method | Exact binomial test
AN000500 | binomial_statistics | alternative | greater
AN000501 | measurement_metadata | INSTRUMENT_NAME | Bruker
AN000501 | measurement_metadata | INSTRUMENT_TYPE | FT-NMR
AN000501 | measurement_metadata | NMR_EXPERIMENT_TYPE | Other
AN000501 | measurement_metadata | FIELD_FREQUENCY_LOCK | Deuterium
AN000501 | measurement_metadata | STANDARD_CONCENTRATION | 0.5 mM
AN000501 | measurement_metadata | SPECTROMETER_FREQUENCY | 700 MHz
AN000501 | measurement_metadata | NMR_PROBE | 5 mm ATMA Cryoprobe
AN000501 | measurement_metadata | NMR_SOLVENT | D2O
AN000501 | measurement_metadata | NMR_TUBE_SIZE | 5mm
AN000501 | measurement_metadata | SHIMMING_METHOD | Topshim
AN000501 | measurement_metadata | PULSE_SEQUENCE | noesypr1d
AN000501 | measurement_metadata | WATER_SUPPRESSION | yes
AN000501 | measurement_metadata | RECEIVER_GAIN | 4
AN000501 | measurement_metadata | OFFSET_FREQUENCY | 3295.2
AN000501 | measurement_metadata | CHEMICAL_SHIFT_REF_CPD | DSS
AN000501 | measurement_metadata | TEMPERATURE | 298.1 K
AN000501 | measurement_metadata | NUMBER_OF_SCANS | 128
AN000501 | measurement_metadata | DUMMY_SCANS | 4
AN000501 | measurement_metadata | ACQUISITION_TIME | 3.893
AN000501 | measurement_metadata | SPECTRAL_WIDTH | 12.0227 ppm, 8.417 Hz
AN000501 | measurement_metadata | NUM_DATA_POINTS_ACQUIRED | 65536
AN000501 | measurement_metadata | REAL_DATA_POINTS | 65536
AN000501 | measurement_metadata | LINE_BROADENING | 0.5 Hz
AN000501 | measurement_metadata | ZERO_FILLING | yes
AN000501 | measurement_metadata | APODIZATION | Lorentzian
AN000501 | measurement_metadata | BASELINE_CORRECTION_METHOD | Polynomial
AN000501 | measurement_metadata | CHEMICAL_SHIFT_REF_STD | DSS-D6
AN000501 | measurement_metadata | BINNED_INCREMENT | 0.04
AN000501 | measurement_metadata | BINNED_DATA_EXCLUDED_RANGE | EDTA (2.53 – 2.59 ppm, 2.68 -2.72 ppm, 3.05 – 3.28 ppm, and 3.56 – 3.66ppm); noise regions (5.40-5.68 ppm, 5.86-6.83 ppm, 7.23-7.68 ppm)
AN000501 | chromatography_metadata | CHROMATOGRAPHY_TYPE | -
AN000501 | chromatography_metadata | INSTRUMENT_NAME | -
AN000501 | chromatography_metadata | COLUMN_NAME | -
AN000501 | missingness | n_missing | 767
AN000501 | missingness | n_value | 25585
AN000501 | missingness | perc_missing | 2.99785030291186
AN000501 | binomial_statistics | estimate | 0.992055084745763
AN000501 | binomial_statistics | statistic | 1873
AN000501 | binomial_statistics | p.value | 0
AN000501 | binomial_statistics | parameter | 1888
AN000501 | binomial_statistics | conf.low | 0.98779259460913
AN000501 | binomial_statistics | conf.high | 1
AN000501 | binomial_statistics | method | Exact binomial test
AN000501 | binomial_statistics | alternative | greater
AN000503 | measurement_metadata | MS_COMMENTS | -
AN000503 | measurement_metadata | INSTRUMENT_NAME | Agilent 6530 QTOF
AN000503 | measurement_metadata | INSTRUMENT_TYPE | QTOF
AN000503 | measurement_metadata | MS_TYPE | ESI
AN000503 | measurement_metadata | ION_MODE | POSITIVE
AN000503 | measurement_metadata | CAPILLARY_VOLTAGE | 3500
AN000503 | measurement_metadata | COLLISION_GAS | Nitrogen
AN000503 | measurement_metadata | DRY_GAS_FLOW | 8 l/min
AN000503 | measurement_metadata | DRY_GAS_TEMP | 325
AN000503 | measurement_metadata | FRAGMENT_VOLTAGE | 120
AN000503 | measurement_metadata | FRAGMENTATION_METHOD | Auto MS/MS
AN000503 | measurement_metadata | ION_SOURCE_TEMPERATURE | 325
AN000503 | measurement_metadata | ION_SPRAY_VOLTAGE | 1000
AN000503 | measurement_metadata | IONIZATION | Pos
AN000503 | measurement_metadata | PRECURSOR_TYPE | Intact Molecule
AN000503 | measurement_metadata | REAGENT_GAS | Nitrogen
AN000503 | measurement_metadata | SOURCE_TEMPERATURE | 325 C
AN000503 | measurement_metadata | DESOLVATION_GAS_FLOW | 11 l/min
AN000503 | measurement_metadata | DESOLVATION_TEMPERATURE | 350 C
AN000503 | measurement_metadata | NEBULIZER | 35 psig
AN000503 | measurement_metadata | OCTPOLE_VOLTAGE | 750
AN000503 | measurement_metadata | RESOLUTION_SETTING | Extended Dynamic Range
AN000503 | measurement_metadata | SCAN_RANGE_MOVERZ | 60-1700 Da
AN000503 | measurement_metadata | SCANNING_CYCLE | 2 Hz
AN000503 | measurement_metadata | SCANNING_RANGE | 60-1700 Da
AN000503 | measurement_metadata | SKIMMER_VOLTAGE | 65
AN000503 | chromatography_metadata | CHROMATOGRAPHY_SUMMARY | UPLC
AN000503 | chromatography_metadata | CHROMATOGRAPHY_TYPE | Reversed phase
AN000503 | chromatography_metadata | INSTRUMENT_NAME | Unspecified
AN000503 | chromatography_metadata | COLUMN_NAME | Waters Acquity CSH C18 (100 x 2.1mm, 1.7um) 1.7um Pre-Column
AN000503 | chromatography_metadata | FLOW_GRADIENT | 15% B to 99% B
AN000503 | chromatography_metadata | FLOW_RATE | 0.6 mL/min
AN000503 | chromatography_metadata | COLUMN_TEMPERATURE | 65 C
AN000503 | chromatography_metadata | METHODS_FILENAME | Data Dictionary Fiehn laboratory_CSH QTOF lipidomics_05-29-2014.pdf
AN000503 | chromatography_metadata | SOLVENT_A | 60:40 Acetonitrile:Water +10mM Ammonium Formate +10mM Formic Acid
AN000503 | chromatography_metadata | SOLVENT_B | 9:1 Isopropanol:Acetonitrile +10mM Ammonium Formate +10mM Formic Acid
AN000503 | chromatography_metadata | COLUMN_PRESSURE | 450-850 bar
AN000503 | chromatography_metadata | INTERNAL_STANDARD | See data dictionary
AN000503 | chromatography_metadata | RETENTION_TIME | See data dictionary
AN000503 | chromatography_metadata | SAMPLE_INJECTION | 1.67 uL
AN000503 | chromatography_metadata | ANALYTICAL_TIME | 13 min
AN000503 | chromatography_metadata | CAPILLARY_VOLTAGE | 3500
AN000503 | chromatography_metadata | TIME_PROGRAM | 15 min
AN000503 | chromatography_metadata | WEAK_WASH_SOLVENT_NAME | Isopropanol
AN000503 | chromatography_metadata | WEAK_WASH_VOLUME | 5 seconds
AN000503 | chromatography_metadata | STRONG_WASH_SOLVENT_NAME | Isopropanol
AN000503 | chromatography_metadata | TARGET_SAMPLE_TEMPERATURE | Autosampler temp 4 C
AN000503 | chromatography_metadata | RANDOMIZATION_ORDER | Excel
AN000503 | missingness | n_missing | 2397
AN000503 | missingness | n_value | 9158
AN000503 | missingness | perc_missing | 26.1738370823324
AN000503 | binomial_statistics | estimate | 0.630914826498423
AN000503 | binomial_statistics | statistic | 1600
AN000503 | binomial_statistics | p.value | 2.50977719329703e-40
AN000503 | binomial_statistics | parameter | 2536
AN000503 | binomial_statistics | conf.low | 0.614849703206181
AN000503 | binomial_statistics | conf.high | 1
AN000503 | binomial_statistics | method | Exact binomial test
AN000503 | binomial_statistics | alternative | greater
AN000509 | measurement_metadata | MS_COMMENTS | -
AN000509 | measurement_metadata | INSTRUMENT_NAME | Agilent 6550 QTOF
AN000509 | measurement_metadata | INSTRUMENT_TYPE | QTOF
AN000509 | measurement_metadata | MS_TYPE | ESI
AN000509 | measurement_metadata | ION_MODE | NEGATIVE
AN000509 | measurement_metadata | CAPILLARY_VOLTAGE | 3500
AN000509 | measurement_metadata | COLLISION_GAS | Nitrogen
AN000509 | measurement_metadata | DRY_GAS_FLOW | 8 l/min
AN000509 | measurement_metadata | DRY_GAS_TEMP | 325
AN000509 | measurement_metadata | FRAGMENT_VOLTAGE | 120
AN000509 | measurement_metadata | FRAGMENTATION_METHOD | Auto MS/MS
AN000509 | measurement_metadata | ION_SOURCE_TEMPERATURE | 325
AN000509 | measurement_metadata | ION_SPRAY_VOLTAGE | 1000
AN000509 | measurement_metadata | IONIZATION | Pos
AN000509 | measurement_metadata | PRECURSOR_TYPE | Intact Molecule
AN000509 | measurement_metadata | REAGENT_GAS | Nitrogen
AN000509 | measurement_metadata | SOURCE_TEMPERATURE | 325 C
AN000509 | measurement_metadata | DESOLVATION_GAS_FLOW | 11 l/min
AN000509 | measurement_metadata | DESOLVATION_TEMPERATURE | 350 C
AN000509 | measurement_metadata | NEBULIZER | 35 psig
AN000509 | measurement_metadata | OCTPOLE_VOLTAGE | 750
AN000509 | measurement_metadata | RESOLUTION_SETTING | Extended Dynamic Range
AN000509 | measurement_metadata | SCAN_RANGE_MOVERZ | 60-1700 Da
AN000509 | measurement_metadata | SCANNING_CYCLE | 2 Hz
AN000509 | measurement_metadata | SCANNING_RANGE | 60-1700 Da
AN000509 | measurement_metadata | SKIMMER_VOLTAGE | 65
AN000509 | chromatography_metadata | CHROMATOGRAPHY_SUMMARY | UPLC
AN000509 | chromatography_metadata | CHROMATOGRAPHY_TYPE | Reversed phase
AN000509 | chromatography_metadata | INSTRUMENT_NAME | Unspecified
AN000509 | chromatography_metadata | COLUMN_NAME | Waters Acquity CSH C18 (100 x 2.1mm, 1.7um) 1.7um Pre-Column
AN000509 | chromatography_metadata | FLOW_GRADIENT | 15% B to 99% B
AN000509 | chromatography_metadata | FLOW_RATE | 0.6 mL/min
AN000509 | chromatography_metadata | COLUMN_TEMPERATURE | 65 C
AN000509 | chromatography_metadata | METHODS_FILENAME | Data Dictionary Fiehn laboratory_CSH QTOF lipidomics_05-29-2014.pdf
AN000509 | chromatography_metadata | SOLVENT_A | 60:40 Acetonitrile:Water +10mM Ammonium Formate +10mM Formic Acid
AN000509 | chromatography_metadata | SOLVENT_B | 9:1 Isopropanol:Acetonitrile +10mM Ammonium Formate +10mM Formic Acid
AN000509 | chromatography_metadata | COLUMN_PRESSURE | 450-850 bar
AN000509 | chromatography_metadata | INTERNAL_STANDARD | See data dictionary
AN000509 | chromatography_metadata | RETENTION_TIME | See data dictionary
AN000509 | chromatography_metadata | SAMPLE_INJECTION | 1.67 uL
AN000509 | chromatography_metadata | ANALYTICAL_TIME | 13 min
AN000509 | chromatography_metadata | CAPILLARY_VOLTAGE | 3500
AN000509 | chromatography_metadata | TIME_PROGRAM | 15 min
AN000509 | chromatography_metadata | WEAK_WASH_SOLVENT_NAME | Isopropanol
AN000509 | chromatography_metadata | WEAK_WASH_VOLUME | 5 seconds
AN000509 | chromatography_metadata | STRONG_WASH_SOLVENT_NAME | Isopropanol
AN000509 | chromatography_metadata | TARGET_SAMPLE_TEMPERATURE | Autosampler temp 4 C
AN000509 | chromatography_metadata | RANDOMIZATION_ORDER | Excel
AN000509 | missingness | n_missing | 158
AN000509 | missingness | n_value | 3672
AN000509 | missingness | perc_missing | 4.30283224400872
AN000509 | binomial_statistics | estimate | 0.749163879598662
AN000509 | binomial_statistics | statistic | 224
AN000509 | binomial_statistics | p.value | 1.07736633418157e-18
AN000509 | binomial_statistics | parameter | 299
AN000509 | binomial_statistics | conf.low | 0.704507676515563
AN000509 | binomial_statistics | conf.high | 1
AN000509 | binomial_statistics | method | Exact binomial test
AN000509 | binomial_statistics | alternative | greater
AN000510 | measurement_metadata | INSTRUMENT_NAME | Agilent 6530 QTOF
AN000510 | measurement_metadata | INSTRUMENT_TYPE | QTOF
AN000510 | measurement_metadata | MS_TYPE | ESI
AN000510 | measurement_metadata | ION_MODE | POSITIVE
AN000510 | measurement_metadata | MS_COMMENTS | Lipidomics runs are MS1 data; Identifications made from pooled MS/MS runs
AN000510 | measurement_metadata | CAPILLARY_VOLTAGE | 3500
AN000510 | measurement_metadata | COLLISION_GAS | Nitrogen
AN000510 | measurement_metadata | DRY_GAS_FLOW | 8 l/min
AN000510 | measurement_metadata | DRY_GAS_TEMP | 325
AN000510 | measurement_metadata | FRAGMENT_VOLTAGE | 120
AN000510 | measurement_metadata | FRAGMENTATION_METHOD | Auto MS/MS
AN000510 | measurement_metadata | ION_SOURCE_TEMPERATURE | 325
AN000510 | measurement_metadata | ION_SPRAY_VOLTAGE | 1000
AN000510 | measurement_metadata | IONIZATION | Pos
AN000510 | measurement_metadata | PRECURSOR_TYPE | Intact Molecule
AN000510 | measurement_metadata | REAGENT_GAS | Nitrogen
AN000510 | measurement_metadata | SOURCE_TEMPERATURE | 325 C
AN000510 | measurement_metadata | DESOLVATION_GAS_FLOW | 11 l/min
AN000510 | measurement_metadata | DESOLVATION_TEMPERATURE | 350 C
AN000510 | measurement_metadata | NEBULIZER | 35 psig
AN000510 | measurement_metadata | OCTPOLE_VOLTAGE | 750
AN000510 | measurement_metadata | RESOLUTION_SETTING | Extended Dynamic Range
AN000510 | measurement_metadata | SCAN_RANGE_MOVERZ | 60-1700 Da
AN000510 | measurement_metadata | SCANNING_CYCLE | 2 Hz
AN000510 | measurement_metadata | SCANNING_RANGE | 60-1700 Da
AN000510 | measurement_metadata | SKIMMER_VOLTAGE | 65
AN000510 | chromatography_metadata | CHROMATOGRAPHY_SUMMARY | UPLC
AN000510 | chromatography_metadata | CHROMATOGRAPHY_TYPE | Reversed phase
AN000510 | chromatography_metadata | INSTRUMENT_NAME | Unspecified
AN000510 | chromatography_metadata | COLUMN_NAME | Waters Acquity CSH C18 (100 x 2.1mm, 1.7um) 1.7um Pre-Column
AN000510 | chromatography_metadata | FLOW_GRADIENT | 15% B to 99% B
AN000510 | chromatography_metadata | FLOW_RATE | 0.6 mL/min
AN000510 | chromatography_metadata | COLUMN_TEMPERATURE | 65 C
AN000510 | chromatography_metadata | METHODS_FILENAME | Data Dictionary Fiehn laboratory_CSH QTOF lipidomics_05-29-2014.pdf
AN000510 | chromatography_metadata | SOLVENT_A | 60:40 Acetonitrile:Water +10mM Ammonium Formate +10mM Formic Acid
AN000510 | chromatography_metadata | SOLVENT_B | 9:1 Isopropanol:Acetonitrile +10mM Ammonium Formate +10mM Formic Acid
AN000510 | chromatography_metadata | COLUMN_PRESSURE | 450-850 bar
AN000510 | chromatography_metadata | INTERNAL_STANDARD | See data dictionary
AN000510 | chromatography_metadata | RETENTION_TIME | See data dictionary
AN000510 | chromatography_metadata | SAMPLE_INJECTION | 1.67 uL
AN000510 | chromatography_metadata | ANALYTICAL_TIME | 13 min
AN000510 | chromatography_metadata | CAPILLARY_VOLTAGE | 3500
AN000510 | chromatography_metadata | TIME_PROGRAM | 15 min
AN000510 | chromatography_metadata | WEAK_WASH_SOLVENT_NAME | Isopropanol
AN000510 | chromatography_metadata | WEAK_WASH_VOLUME | 5 seconds
AN000510 | chromatography_metadata | STRONG_WASH_SOLVENT_NAME | Isopropanol
AN000510 | chromatography_metadata | TARGET_SAMPLE_TEMPERATURE | Autosampler temp 4 C
AN000510 | chromatography_metadata | RANDOMIZATION_ORDER | Excel
AN000510 | missingness | n_missing | 6100
AN000510 | missingness | n_value | 34552
AN000510 | missingness | perc_missing | 17.6545496642741
AN000510 | binomial_statistics | estimate | 0.792274278622402
AN000510 | binomial_statistics | statistic | 5107
AN000510 | binomial_statistics | p.value | 0
AN000510 | binomial_statistics | parameter | 6446
AN000510 | binomial_statistics | conf.low | 0.783788334821217
AN000510 | binomial_statistics | conf.high | 1
AN000510 | binomial_statistics | method | Exact binomial test
AN000510 | binomial_statistics | alternative | greater
AN000511 | measurement_metadata | INSTRUMENT_NAME | Agilent 6550 QTOF
AN000511 | measurement_metadata | INSTRUMENT_TYPE | QTOF
AN000511 | measurement_metadata | MS_TYPE | ESI
AN000511 | measurement_metadata | ION_MODE | NEGATIVE
AN000511 | measurement_metadata | MS_COMMENTS | Lipidomics runs are MS1 data; Identifications made from pooled MS/MS runs
AN000511 | measurement_metadata | CAPILLARY_VOLTAGE | 3500
AN000511 | measurement_metadata | COLLISION_GAS | Nitrogen
AN000511 | measurement_metadata | DRY_GAS_FLOW | 8 l/min
AN000511 | measurement_metadata | DRY_GAS_TEMP | 325
AN000511 | measurement_metadata | FRAGMENT_VOLTAGE | 120
AN000511 | measurement_metadata | FRAGMENTATION_METHOD | Auto MS/MS
AN000511 | measurement_metadata | ION_SOURCE_TEMPERATURE | 325
AN000511 | measurement_metadata | ION_SPRAY_VOLTAGE | 1000
AN000511 | measurement_metadata | IONIZATION | Pos
AN000511 | measurement_metadata | PRECURSOR_TYPE | Intact Molecule
AN000511 | measurement_metadata | REAGENT_GAS | Nitrogen
AN000511 | measurement_metadata | SOURCE_TEMPERATURE | 325 C
AN000511 | measurement_metadata | DESOLVATION_GAS_FLOW | 11 l/min
AN000511 | measurement_metadata | DESOLVATION_TEMPERATURE | 350 C
AN000511 | measurement_metadata | NEBULIZER | 35 psig
AN000511 | measurement_metadata | OCTPOLE_VOLTAGE | 750
AN000511 | measurement_metadata | RESOLUTION_SETTING | Extended Dynamic Range
AN000511 | measurement_metadata | SCAN_RANGE_MOVERZ | 60-1700 Da
AN000511 | measurement_metadata | SCANNING_CYCLE | 2 Hz
AN000511 | measurement_metadata | SCANNING_RANGE | 60-1700 Da
AN000511 | measurement_metadata | SKIMMER_VOLTAGE | 65
AN000511 | chromatography_metadata | CHROMATOGRAPHY_SUMMARY | UPLC
AN000511 | chromatography_metadata | CHROMATOGRAPHY_TYPE | Reversed phase
AN000511 | chromatography_metadata | INSTRUMENT_NAME | Unspecified
AN000511 | chromatography_metadata | COLUMN_NAME | Waters Acquity CSH C18 (100 x 2.1mm, 1.7um) 1.7um Pre-Column
AN000511 | chromatography_metadata | FLOW_GRADIENT | 15% B to 99% B
AN000511 | chromatography_metadata | FLOW_RATE | 0.6 mL/min
AN000511 | chromatography_metadata | COLUMN_TEMPERATURE | 65 C
AN000511 | chromatography_metadata | METHODS_FILENAME | Data Dictionary Fiehn laboratory_CSH QTOF lipidomics_05-29-2014.pdf
AN000511 | chromatography_metadata | SOLVENT_A | 60:40 Acetonitrile:Water +10mM Ammonium Formate +10mM Formic Acid
AN000511 | chromatography_metadata | SOLVENT_B | 9:1 Isopropanol:Acetonitrile +10mM Ammonium Formate +10mM Formic Acid
AN000511 | chromatography_metadata | COLUMN_PRESSURE | 450-850 bar
AN000511 | chromatography_metadata | INTERNAL_STANDARD | See data dictionary
AN000511 | chromatography_metadata | RETENTION_TIME | See data dictionary
AN000511 | chromatography_metadata | SAMPLE_INJECTION | 1.67 uL
AN000511 | chromatography_metadata | ANALYTICAL_TIME | 13 min
AN000511 | chromatography_metadata | CAPILLARY_VOLTAGE | 3500
AN000511 | chromatography_metadata | TIME_PROGRAM | 15 min
AN000511 | chromatography_metadata | WEAK_WASH_SOLVENT_NAME | Isopropanol
AN000511 | chromatography_metadata | WEAK_WASH_VOLUME | 5 seconds
AN000511 | chromatography_metadata | STRONG_WASH_SOLVENT_NAME | Isopropanol
AN000511 | chromatography_metadata | TARGET_SAMPLE_TEMPERATURE | Autosampler temp 4 C
AN000511 | chromatography_metadata | RANDOMIZATION_ORDER | Excel
AN000511 | missingness | n_missing | 4823
AN000511 | missingness | n_value | 33488
AN000511 | missingness | perc_missing | 14.4021739130435
AN000511 | binomial_statistics | estimate | 0.801463689247514
AN000511 | binomial_statistics | statistic | 4271
AN000511 | binomial_statistics | p.value | 0
AN000511 | binomial_statistics | parameter | 5329
AN000511 | binomial_statistics | conf.low | 0.792260432815224
AN000511 | binomial_statistics | conf.high | 1
AN000511 | binomial_statistics | method | Exact binomial test
AN000511 | binomial_statistics | alternative | greater
AN000518 | measurement_metadata | INSTRUMENT_NAME | Agilent 6530 QTOF
AN000518 | measurement_metadata | INSTRUMENT_TYPE | QTOF
AN000518 | measurement_metadata | MS_TYPE | ESI
AN000518 | measurement_metadata | ION_MODE | POSITIVE
AN000518 | measurement_metadata | MS_COMMENTS | Lipidomics runs are MS1 data; Identifications made from pooled MS/MS runs
AN000518 | measurement_metadata | CAPILLARY_VOLTAGE | 3500
AN000518 | measurement_metadata | COLLISION_GAS | Nitrogen
AN000518 | measurement_metadata | DRY_GAS_FLOW | 8 l/min
AN000518 | measurement_metadata | DRY_GAS_TEMP | 325
AN000518 | measurement_metadata | FRAGMENT_VOLTAGE | 120
AN000518 | measurement_metadata | FRAGMENTATION_METHOD | Auto MS/MS
AN000518 | measurement_metadata | ION_SOURCE_TEMPERATURE | 325
AN000518 | measurement_metadata | ION_SPRAY_VOLTAGE | 1000
AN000518 | measurement_metadata | IONIZATION | Pos
AN000518 | measurement_metadata | PRECURSOR_TYPE | Intact Molecule
AN000518 | measurement_metadata | REAGENT_GAS | Nitrogen
AN000518 | measurement_metadata | SOURCE_TEMPERATURE | 325 C
AN000518 | measurement_metadata | DESOLVATION_GAS_FLOW | 11 l/min
AN000518 | measurement_metadata | DESOLVATION_TEMPERATURE | 350 C
AN000518 | measurement_metadata | NEBULIZER | 35 psig
AN000518 | measurement_metadata | OCTPOLE_VOLTAGE | 750
AN000518 | measurement_metadata | RESOLUTION_SETTING | Extended Dynamic Range
AN000518 | measurement_metadata | SCAN_RANGE_MOVERZ | 60-1700 Da
AN000518 | measurement_metadata | SCANNING_CYCLE | 2 Hz
AN000518 | measurement_metadata | SCANNING_RANGE | 60-1700 Da
AN000518 | measurement_metadata | SKIMMER_VOLTAGE | 65
AN000518 | chromatography_metadata | CHROMATOGRAPHY_SUMMARY | UPLC
AN000518 | chromatography_metadata | CHROMATOGRAPHY_TYPE | HILIC
AN000518 | chromatography_metadata | INSTRUMENT_NAME | Unspecified
AN000518 | chromatography_metadata | COLUMN_NAME | Waters Acquity BEH Amide (150 x 2.1mm, 1.7um)
AN000518 | chromatography_metadata | FLOW_GRADIENT | 100% B to 30% B
AN000518 | chromatography_metadata | FLOW_RATE | 0.4 mL/min
AN000518 | chromatography_metadata | COLUMN_TEMPERATURE | 45 C
AN000518 | chromatography_metadata | METHODS_FILENAME | Data Dictionary Fiehn laboratory_HILIC QTOF MS.pdf
AN000518 | chromatography_metadata | COLUMN_PRESSURE | 200-700 bar
AN000518 | chromatography_metadata | INTERNAL_STANDARD | See data dictionary
AN000518 | chromatography_metadata | RETENTION_TIME | See data dictionary
AN000518 | chromatography_metadata | SAMPLE_INJECTION | 3 uL
AN000518 | chromatography_metadata | ANALYTICAL_TIME | 14 min
AN000518 | chromatography_metadata | CAPILLARY_VOLTAGE | 4500
AN000518 | chromatography_metadata | TIME_PROGRAM | 16.75 min
AN000518 | chromatography_metadata | WEAK_WASH_SOLVENT_NAME | 1:1 ACN:H2O
AN000518 | chromatography_metadata | WEAK_WASH_VOLUME | 5 seconds
AN000518 | chromatography_metadata | STRONG_WASH_SOLVENT_NAME | 1:1 ACN:H2O
AN000518 | chromatography_metadata | TARGET_SAMPLE_TEMPERATURE | Autosampler temp 4 C
AN000518 | chromatography_metadata | RANDOMIZATION_ORDER | Excel
AN000518 | missingness | n_missing | 3677
AN000518 | missingness | n_value | 58088
AN000518 | missingness | perc_missing | 6.33005095716843
AN000518 | binomial_statistics | estimate | 0.822600243013366
AN000518 | binomial_statistics | statistic | 3385
AN000518 | binomial_statistics | p.value | 0
AN000518 | binomial_statistics | parameter | 4115
AN000518 | binomial_statistics | conf.low | 0.812514807976077
AN000518 | binomial_statistics | conf.high | 1
AN000518 | binomial_statistics | method | Exact binomial test
AN000518 | binomial_statistics | alternative | greater
AN000521 | measurement_metadata | INSTRUMENT_NAME | Agilent 6530 QTOF
AN000521 | measurement_metadata | INSTRUMENT_TYPE | QTOF
AN000521 | measurement_metadata | MS_TYPE | ESI
AN000521 | measurement_metadata | ION_MODE | POSITIVE
AN000521 | measurement_metadata | MS_COMMENTS | Lipidomics runs are MS1 data; Identifications made from pooled MS/MS runs
AN000521 | measurement_metadata | CAPILLARY_VOLTAGE | 3500
AN000521 | measurement_metadata | COLLISION_GAS | Nitrogen
AN000521 | measurement_metadata | DRY_GAS_FLOW | 8 l/min
AN000521 | measurement_metadata | DRY_GAS_TEMP | 325
AN000521 | measurement_metadata | FRAGMENT_VOLTAGE | 120
AN000521 | measurement_metadata | FRAGMENTATION_METHOD | Auto MS/MS
AN000521 | measurement_metadata | ION_SOURCE_TEMPERATURE | 325
AN000521 | measurement_metadata | ION_SPRAY_VOLTAGE | 1000
AN000521 | measurement_metadata | IONIZATION | Pos
AN000521 | measurement_metadata | PRECURSOR_TYPE | Intact Molecule
AN000521 | measurement_metadata | REAGENT_GAS | Nitrogen
AN000521 | measurement_metadata | SOURCE_TEMPERATURE | 325 C
AN000521 | measurement_metadata | DESOLVATION_GAS_FLOW | 11 l/min
AN000521 | measurement_metadata | DESOLVATION_TEMPERATURE | 350 C
AN000521 | measurement_metadata | NEBULIZER | 35 psig
AN000521 | measurement_metadata | OCTPOLE_VOLTAGE | 750
AN000521 | measurement_metadata | RESOLUTION_SETTING | Extended Dynamic Range
AN000521 | measurement_metadata | SCAN_RANGE_MOVERZ | 60-1700 Da
AN000521 | measurement_metadata | SCANNING_CYCLE | 2 Hz
AN000521 | measurement_metadata | SCANNING_RANGE | 60-1700 Da
AN000521 | measurement_metadata | SKIMMER_VOLTAGE | 65
AN000521 | chromatography_metadata | CHROMATOGRAPHY_SUMMARY | UPLC
AN000521 | chromatography_metadata | CHROMATOGRAPHY_TYPE | HILIC
AN000521 | chromatography_metadata | INSTRUMENT_NAME | Unspecified
AN000521 | chromatography_metadata | COLUMN_NAME | Waters Acquity BEH Amide (150 x 2.1mm, 1.7um)
AN000521 | chromatography_metadata | FLOW_GRADIENT | 100% B to 30% B
AN000521 | chromatography_metadata | FLOW_RATE | 0.4 mL/min
AN000521 | chromatography_metadata | COLUMN_TEMPERATURE | 45 C
AN000521 | chromatography_metadata | METHODS_FILENAME | Data Dictionary Fiehn laboratory_HILIC QTOF MS.pdf
AN000521 | chromatography_metadata | COLUMN_PRESSURE | 200-700 bar
AN000521 | chromatography_metadata | INTERNAL_STANDARD | See data dictionary
AN000521 | chromatography_metadata | RETENTION_TIME | See data dictionary
AN000521 | chromatography_metadata | SAMPLE_INJECTION | 3 uL
AN000521 | chromatography_metadata | ANALYTICAL_TIME | 14 min
AN000521 | chromatography_metadata | CAPILLARY_VOLTAGE | 4500
AN000521 | chromatography_metadata | TIME_PROGRAM | 16.75 min
AN000521 | chromatography_metadata | WEAK_WASH_SOLVENT_NAME | 1:1 ACN:H2O
AN000521 | chromatography_metadata | WEAK_WASH_VOLUME | 5 seconds
AN000521 | chromatography_metadata | STRONG_WASH_SOLVENT_NAME | 1:1 ACN:H2O
AN000521 | chromatography_metadata | TARGET_SAMPLE_TEMPERATURE | Autosampler temp 4 C
AN000521 | chromatography_metadata | RANDOMIZATION_ORDER | Excel
AN000521 | missingness | n_missing | 1888
AN000521 | missingness | n_value | 17496
AN000521 | missingness | perc_missing | 10.7910379515318
AN000521 | binomial_statistics | estimate | 0.766771902131018
AN000521 | binomial_statistics | statistic | 1943
AN000521 | binomial_statistics | p.value | 2.26476603542073e-167
AN000521 | binomial_statistics | parameter | 2534
AN000521 | binomial_statistics | conf.low | 0.752531667348255
AN000521 | binomial_statistics | conf.high | 1
AN000521 | binomial_statistics | method | Exact binomial test
AN000521 | binomial_statistics | alternative | greater
AN000522 | measurement_metadata | MS_COMMENTS | -
AN000522 | measurement_metadata | INSTRUMENT_NAME | Agilent 6550 QTOF
AN000522 | measurement_metadata | INSTRUMENT_TYPE | QTOF
AN000522 | measurement_metadata | MS_TYPE | ESI
AN000522 | measurement_metadata | ION_MODE | NEGATIVE
AN000522 | measurement_metadata | CAPILLARY_VOLTAGE | 3500
AN000522 | measurement_metadata | COLLISION_GAS | Nitrogen
AN000522 | measurement_metadata | DRY_GAS_FLOW | 8 l/min
AN000522 | measurement_metadata | DRY_GAS_TEMP | 325
AN000522 | measurement_metadata | FRAGMENT_VOLTAGE | 120
AN000522 | measurement_metadata | FRAGMENTATION_METHOD | Auto MS/MS
AN000522 | measurement_metadata | ION_SOURCE_TEMPERATURE | 325
AN000522 | measurement_metadata | ION_SPRAY_VOLTAGE | 1000
AN000522 | measurement_metadata | IONIZATION | Pos
AN000522 | measurement_metadata | PRECURSOR_TYPE | Intact Molecule
AN000522 | measurement_metadata | REAGENT_GAS | Nitrogen
AN000522 | measurement_metadata | SOURCE_TEMPERATURE | 325 C
AN000522 | measurement_metadata | DESOLVATION_GAS_FLOW | 11 l/min
AN000522 | measurement_metadata | DESOLVATION_TEMPERATURE | 350 C
AN000522 | measurement_metadata | NEBULIZER | 35 psig
AN000522 | measurement_metadata | OCTPOLE_VOLTAGE | 750
AN000522 | measurement_metadata | RESOLUTION_SETTING | Extended Dynamic Range
AN000522 | measurement_metadata | SCAN_RANGE_MOVERZ | 60-1700 Da
AN000522 | measurement_metadata | SCANNING_CYCLE | 2 Hz
AN000522 | measurement_metadata | SCANNING_RANGE | 60-1700 Da
AN000522 | measurement_metadata | SKIMMER_VOLTAGE | 65
AN000522 | chromatography_metadata | CHROMATOGRAPHY_SUMMARY | UPLC
AN000522 | chromatography_metadata | CHROMATOGRAPHY_TYPE | HILIC
AN000522 | chromatography_metadata | INSTRUMENT_NAME | Unspecified
AN000522 | chromatography_metadata | COLUMN_NAME | Waters Acquity BEH Amide (150 x 2.1mm, 1.7um)
AN000522 | chromatography_metadata | FLOW_GRADIENT | 100% B to 30% B
AN000522 | chromatography_metadata | FLOW_RATE | 0.4 mL/min
AN000522 | chromatography_metadata | COLUMN_TEMPERATURE | 45 C
AN000522 | chromatography_metadata | METHODS_FILENAME | Data Dictionary Fiehn laboratory_HILIC QTOF MS.pdf
AN000522 | chromatography_metadata | COLUMN_PRESSURE | 200-700 bar
AN000522 | chromatography_metadata | INTERNAL_STANDARD | See data dictionary
AN000522 | chromatography_metadata | RETENTION_TIME | See data dictionary
AN000522 | chromatography_metadata | SAMPLE_INJECTION | 3 uL
AN000522 | chromatography_metadata | ANALYTICAL_TIME | 14 min
AN000522 | chromatography_metadata | CAPILLARY_VOLTAGE | 4500
AN000522 | chromatography_metadata | TIME_PROGRAM | 16.75 min
AN000522 | chromatography_metadata | WEAK_WASH_SOLVENT_NAME | 1:1 ACN:H2O
AN000522 | chromatography_metadata | WEAK_WASH_VOLUME | 5 seconds
AN000522 | chromatography_metadata | STRONG_WASH_SOLVENT_NAME | 1:1 ACN:H2O
AN000522 | chromatography_metadata | TARGET_SAMPLE_TEMPERATURE | Autosampler temp 4 C
AN000522 | chromatography_metadata | RANDOMIZATION_ORDER | Excel
AN000522 | missingness | n_missing | 5737
AN000522 | missingness | n_value | 30720
AN000522 | missingness | perc_missing | 18.6751302083333
AN000522 | binomial_statistics | estimate | 0.724568542163603
AN000522 | binomial_statistics | statistic | 5164
AN000522 | binomial_statistics | p.value | 0
AN000522 | binomial_statistics | parameter | 7127
AN000522 | binomial_statistics | conf.low | 0.715727335639373
AN000522 | binomial_statistics | conf.high | 1
AN000522 | binomial_statistics | method | Exact binomial test
AN000522 | binomial_statistics | alternative | greater
AN000523 | measurement_metadata | MS_COMMENTS | -
AN000523 | measurement_metadata | INSTRUMENT_NAME | Agilent 6530 QTOF
AN000523 | measurement_metadata | INSTRUMENT_TYPE | QTOF
AN000523 | measurement_metadata | MS_TYPE | ESI
AN000523 | measurement_metadata | ION_MODE | POSITIVE
AN000523 | measurement_metadata | CAPILLARY_VOLTAGE | 3500
AN000523 | measurement_metadata | COLLISION_GAS | Nitrogen
AN000523 | measurement_metadata | DRY_GAS_FLOW | 8 l/min
AN000523 | measurement_metadata | DRY_GAS_TEMP | 325
AN000523 | measurement_metadata | FRAGMENT_VOLTAGE | 120
AN000523 | measurement_metadata | FRAGMENTATION_METHOD | Auto MS/MS
AN000523 | measurement_metadata | ION_SOURCE_TEMPERATURE | 325
AN000523 | measurement_metadata | ION_SPRAY_VOLTAGE | 1000
AN000523 | measurement_metadata | IONIZATION | Pos
AN000523 | measurement_metadata | PRECURSOR_TYPE | Intact Molecule
AN000523 | measurement_metadata | REAGENT_GAS | Nitrogen
AN000523 | measurement_metadata | SOURCE_TEMPERATURE | 325 C
AN000523 | measurement_metadata | DESOLVATION_GAS_FLOW | 11 l/min
AN000523 | measurement_metadata | DESOLVATION_TEMPERATURE | 350 C
AN000523 | measurement_metadata | NEBULIZER | 35 psig
AN000523 | measurement_metadata | OCTPOLE_VOLTAGE | 750
AN000523 | measurement_metadata | RESOLUTION_SETTING | Extended Dynamic Range
AN000523 | measurement_metadata | SCAN_RANGE_MOVERZ | 60-1700 Da
AN000523 | measurement_metadata | SCANNING_CYCLE | 2 Hz
AN000523 | measurement_metadata | SCANNING_RANGE | 60-1700 Da
AN000523 | measurement_metadata | SKIMMER_VOLTAGE | 65
AN000523 | chromatography_metadata | CHROMATOGRAPHY_SUMMARY | UPLC
AN000523 | chromatography_metadata | CHROMATOGRAPHY_TYPE | CSH
AN000523 | chromatography_metadata | INSTRUMENT_NAME | Unspecified
AN000523 | chromatography_metadata | COLUMN_NAME | Waters Acquity CSH C18 (100 x 2.1mm, 1.7um) 1.7um Pre-Column
AN000523 | chromatography_metadata | FLOW_GRADIENT | 15% B to 99% B
AN000523 | chromatography_metadata | FLOW_RATE | 0.6 mL/min
AN000523 | chromatography_metadata | COLUMN_TEMPERATURE | 65 C
AN000523 | chromatography_metadata | METHODS_FILENAME | Data Dictionary Fiehn laboratory_CSH QTOF lipidomics_05-29-2014.pdf
AN000523 | chromatography_metadata | SOLVENT_A | 60:40 Acetonitrile:Water +10mM Ammonium Formate +10mM Formic Acid
AN000523 | chromatography_metadata | SOLVENT_B | 9:1 Isopropanol:Acetonitrile +10mM Ammonium Formate +10mM Formic Acid
AN000523 | chromatography_metadata | COLUMN_PRESSURE | 450-850 bar
AN000523 | chromatography_metadata | INTERNAL_STANDARD | See data dictionary
AN000523 | chromatography_metadata | RETENTION_TIME | See data dictionary
AN000523 | chromatography_metadata | SAMPLE_INJECTION | 1.67 uL
AN000523 | chromatography_metadata | ANALYTICAL_TIME | 13 min
AN000523 | chromatography_metadata | CAPILLARY_VOLTAGE | 3500
AN000523 | chromatography_metadata | TIME_PROGRAM | 15 min
AN000523 | chromatography_metadata | WEAK_WASH_SOLVENT_NAME | Isopropanol
AN000523 | chromatography_metadata | WEAK_WASH_VOLUME | 5 seconds
AN000523 | chromatography_metadata | STRONG_WASH_SOLVENT_NAME | Isopropanol
AN000523 | chromatography_metadata | TARGET_SAMPLE_TEMPERATURE | Autosampler temp 4 C
AN000523 | chromatography_metadata | RANDOMIZATION_ORDER | Excel
AN000523 | missingness | n_missing | 99
AN000523 | missingness | n_value | 7488
AN000523 | missingness | perc_missing | 1.32211538461538
AN000523 | binomial_statistics | estimate | 0.91812865497076
AN000523 | binomial_statistics | statistic | 157
AN000523 | binomial_statistics | p.value | 4.44571269284006e-32
AN000523 | binomial_statistics | parameter | 171
AN000523 | binomial_statistics | conf.low | 0.874971474191749
AN000523 | binomial_statistics | conf.high | 1
AN000523 | binomial_statistics | method | Exact binomial test
AN000523 | binomial_statistics | alternative | greater
AN000524 | measurement_metadata | MS_COMMENTS | -
AN000524 | measurement_metadata | INSTRUMENT_NAME | Agilent 6550 QTOF
AN000524 | measurement_metadata | INSTRUMENT_TYPE | QTOF
AN000524 | measurement_metadata | MS_TYPE | ESI
AN000524 | measurement_metadata | ION_MODE | NEGATIVE
AN000524 | measurement_metadata | CAPILLARY_VOLTAGE | 3500
AN000524 | measurement_metadata | COLLISION_GAS | Nitrogen
AN000524 | measurement_metadata | DRY_GAS_FLOW | 8 l/min
AN000524 | measurement_metadata | DRY_GAS_TEMP | 325
AN000524 | measurement_metadata | FRAGMENT_VOLTAGE | 120
AN000524 | measurement_metadata | FRAGMENTATION_METHOD | Auto MS/MS
AN000524 | measurement_metadata | ION_SOURCE_TEMPERATURE | 325
AN000524 | measurement_metadata | ION_SPRAY_VOLTAGE | 1000
AN000524 | measurement_metadata | IONIZATION | Pos
AN000524 | measurement_metadata | PRECURSOR_TYPE | Intact Molecule
AN000524 | measurement_metadata | REAGENT_GAS | Nitrogen
AN000524 | measurement_metadata | SOURCE_TEMPERATURE | 325 C
AN000524 | measurement_metadata | DESOLVATION_GAS_FLOW | 11 l/min
AN000524 | measurement_metadata | DESOLVATION_TEMPERATURE | 350 C
AN000524 | measurement_metadata | NEBULIZER | 35 psig
AN000524 | measurement_metadata | OCTPOLE_VOLTAGE | 750
AN000524 | measurement_metadata | RESOLUTION_SETTING | Extended Dynamic Range
AN000524 | measurement_metadata | SCAN_RANGE_MOVERZ | 60-1700 Da
AN000524 | measurement_metadata | SCANNING_CYCLE | 2 Hz
AN000524 | measurement_metadata | SCANNING_RANGE | 60-1700 Da
AN000524 | measurement_metadata | SKIMMER_VOLTAGE | 65
AN000524 | chromatography_metadata | CHROMATOGRAPHY_SUMMARY | UPLC
AN000524 | chromatography_metadata | CHROMATOGRAPHY_TYPE | CSH
AN000524 | chromatography_metadata | INSTRUMENT_NAME | Unspecified
AN000524 | chromatography_metadata | COLUMN_NAME | Waters Acquity CSH C18 (100 x 2.1mm, 1.7um) 1.7um Pre-Column
AN000524 | chromatography_metadata | FLOW_GRADIENT | 15% B to 99% B
AN000524 | chromatography_metadata | FLOW_RATE | 0.6 mL/min
AN000524 | chromatography_metadata | COLUMN_TEMPERATURE | 65 C
AN000524 | chromatography_metadata | METHODS_FILENAME | Data Dictionary Fiehn laboratory_CSH QTOF lipidomics_05-29-2014.pdf
AN000524 | chromatography_metadata | SOLVENT_A | 60:40 Acetonitrile:Water +10mM Ammonium Formate +10mM Formic Acid
AN000524 | chromatography_metadata | SOLVENT_B | 9:1 Isopropanol:Acetonitrile +10mM Ammonium Formate +10mM Formic Acid
AN000524 | chromatography_metadata | COLUMN_PRESSURE | 450-850 bar
AN000524 | chromatography_metadata | INTERNAL_STANDARD | See data dictionary
AN000524 | chromatography_metadata | RETENTION_TIME | See data dictionary
AN000524 | chromatography_metadata | SAMPLE_INJECTION | 1.67 uL
AN000524 | chromatography_metadata | ANALYTICAL_TIME | 13 min
AN000524 | chromatography_metadata | CAPILLARY_VOLTAGE | 3500
AN000524 | chromatography_metadata | TIME_PROGRAM | 15 min
AN000524 | chromatography_metadata | WEAK_WASH_SOLVENT_NAME | Isopropanol
AN000524 | chromatography_metadata | WEAK_WASH_VOLUME | 5 seconds
AN000524 | chromatography_metadata | STRONG_WASH_SOLVENT_NAME | Isopropanol
AN000524 | chromatography_metadata | TARGET_SAMPLE_TEMPERATURE | Autosampler temp 4 C
AN000524 | chromatography_metadata | RANDOMIZATION_ORDER | Excel
AN000524 | missingness | n_missing | 29
AN000524 | missingness | n_value | 4872
AN000524 | missingness | perc_missing | 0.595238095238095
AN000524 | binomial_statistics | estimate | 0.890909090909091
AN000524 | binomial_statistics | statistic | 49
AN000524 | binomial_statistics | p.value | 9.11417247229096e-10
AN000524 | binomial_statistics | parameter | 55
AN000524 | binomial_statistics | conf.low | 0.795998956303628
AN000524 | binomial_statistics | conf.high | 1
AN000524 | binomial_statistics | method | Exact binomial test
AN000524 | binomial_statistics | alternative | greater
AN000525 | measurement_metadata | MS_COMMENTS | -
AN000525 | measurement_metadata | INSTRUMENT_NAME | Agilent 6530 QTOF
AN000525 | measurement_metadata | INSTRUMENT_TYPE | QTOF
AN000525 | measurement_metadata | MS_TYPE | ESI
AN000525 | measurement_metadata | ION_MODE | POSITIVE
AN000525 | measurement_metadata | CAPILLARY_VOLTAGE | 3500
AN000525 | measurement_metadata | COLLISION_GAS | Nitrogen
AN000525 | measurement_metadata | DRY_GAS_FLOW | 8 l/min
AN000525 | measurement_metadata | DRY_GAS_TEMP | 325
AN000525 | measurement_metadata | FRAGMENT_VOLTAGE | 120
AN000525 | measurement_metadata | FRAGMENTATION_METHOD | Auto MS/MS
AN000525 | measurement_metadata | ION_SOURCE_TEMPERATURE | 325
AN000525 | measurement_metadata | ION_SPRAY_VOLTAGE | 1000
AN000525 | measurement_metadata | IONIZATION | Pos
AN000525 | measurement_metadata | PRECURSOR_TYPE | Intact Molecule
AN000525 | measurement_metadata | REAGENT_GAS | Nitrogen
AN000525 | measurement_metadata | SOURCE_TEMPERATURE | 325 C
AN000525 | measurement_metadata | DESOLVATION_GAS_FLOW | 11 l/min
AN000525 | measurement_metadata | DESOLVATION_TEMPERATURE | 350 C
AN000525 | measurement_metadata | NEBULIZER | 35 psig
AN000525 | measurement_metadata | OCTPOLE_VOLTAGE | 750
AN000525 | measurement_metadata | RESOLUTION_SETTING | Extended Dynamic Range
AN000525 | measurement_metadata | SCAN_RANGE_MOVERZ | 60-1700 Da
AN000525 | measurement_metadata | SCANNING_CYCLE | 2 Hz
AN000525 | measurement_metadata | SCANNING_RANGE | 60-1700 Da
AN000525 | measurement_metadata | SKIMMER_VOLTAGE | 65
AN000525 | chromatography_metadata | CHROMATOGRAPHY_SUMMARY | UPLC
AN000525 | chromatography_metadata | CHROMATOGRAPHY_TYPE | Reversed phase
AN000525 | chromatography_metadata | INSTRUMENT_NAME | Unspecified
AN000525 | chromatography_metadata | COLUMN_NAME | Waters Acquity CSH C18 (100 x 2.1mm, 1.7um) 1.7um Pre-Column
AN000525 | chromatography_metadata | FLOW_GRADIENT | 15% B to 99% B
AN000525 | chromatography_metadata | FLOW_RATE | 0.6 mL/min
AN000525 | chromatography_metadata | COLUMN_TEMPERATURE | 65 C
AN000525 | chromatography_metadata | METHODS_FILENAME | Data Dictionary Fiehn laboratory_CSH QTOF lipidomics_05-29-2014.pdf
AN000525 | chromatography_metadata | SOLVENT_A | 60:40 Acetonitrile:Water +10mM Ammonium Formate +10mM Formic Acid
AN000525 | chromatography_metadata | SOLVENT_B | 9:1 Isopropanol:Acetonitrile +10mM Ammonium Formate +10mM Formic Acid
AN000525 | chromatography_metadata | COLUMN_PRESSURE | 450-850 bar
AN000525 | chromatography_metadata | INTERNAL_STANDARD | See data dictionary
AN000525 | chromatography_metadata | RETENTION_TIME | See data dictionary
AN000525 | chromatography_metadata | SAMPLE_INJECTION | 1.67 uL
AN000525 | chromatography_metadata | ANALYTICAL_TIME | 13 min
AN000525 | chromatography_metadata | CAPILLARY_VOLTAGE | 3500
AN000525 | chromatography_metadata | TIME_PROGRAM | 15 min
AN000525 | chromatography_metadata | WEAK_WASH_SOLVENT_NAME | Isopropanol
AN000525 | chromatography_metadata | WEAK_WASH_VOLUME | 5 seconds
AN000525 | chromatography_metadata | STRONG_WASH_SOLVENT_NAME | Isopropanol
AN000525 | chromatography_metadata | TARGET_SAMPLE_TEMPERATURE | Autosampler temp 4 C
AN000525 | chromatography_metadata | RANDOMIZATION_ORDER | Excel
AN000525 | missingness | n_missing | 21
AN000525 | missingness | n_value | 5370
AN000525 | missingness | perc_missing | 0.391061452513967
AN000525 | binomial_statistics | estimate | 0.94
AN000525 | binomial_statistics | statistic | 47
AN000525 | binomial_statistics | p.value | 1.85416126896597e-11
AN000525 | binomial_statistics | parameter | 50
AN000525 | binomial_statistics | conf.low | 0.852162823635819
AN000525 | binomial_statistics | conf.high | 1
AN000525 | binomial_statistics | method | Exact binomial test
AN000525 | binomial_statistics | alternative | greater
AN000528 | measurement_metadata | MS_COMMENTS | -
AN000528 | measurement_metadata | INSTRUMENT_NAME | Agilent 6550 QTOF
AN000528 | measurement_metadata | INSTRUMENT_TYPE | QTOF
AN000528 | measurement_metadata | MS_TYPE | ESI
AN000528 | measurement_metadata | ION_MODE | NEGATIVE
AN000528 | measurement_metadata | CAPILLARY_VOLTAGE | 3500
AN000528 | measurement_metadata | COLLISION_GAS | Nitrogen
AN000528 | measurement_metadata | DRY_GAS_FLOW | 8 l/min
AN000528 | measurement_metadata | DRY_GAS_TEMP | 325
AN000528 | measurement_metadata | FRAGMENT_VOLTAGE | 120
AN000528 | measurement_metadata | FRAGMENTATION_METHOD | Auto MS/MS
AN000528 | measurement_metadata | ION_SOURCE_TEMPERATURE | 325
AN000528 | measurement_metadata | ION_SPRAY_VOLTAGE | 1000
AN000528 | measurement_metadata | IONIZATION | Pos
AN000528 | measurement_metadata | PRECURSOR_TYPE | Intact Molecule
AN000528 | measurement_metadata | REAGENT_GAS | Nitrogen
AN000528 | measurement_metadata | SOURCE_TEMPERATURE | 325 C
AN000528 | measurement_metadata | DESOLVATION_GAS_FLOW | 11 l/min
AN000528 | measurement_metadata | DESOLVATION_TEMPERATURE | 350 C
AN000528 | measurement_metadata | NEBULIZER | 35 psig
AN000528 | measurement_metadata | OCTPOLE_VOLTAGE | 750
AN000528 | measurement_metadata | RESOLUTION_SETTING | Extended Dynamic Range
AN000528 | measurement_metadata | SCAN_RANGE_MOVERZ | 60-1700 Da
AN000528 | measurement_metadata | SCANNING_CYCLE | 2 Hz
AN000528 | measurement_metadata | SCANNING_RANGE | 60-1700 Da
AN000528 | measurement_metadata | SKIMMER_VOLTAGE | 65
AN000528 | chromatography_metadata | CHROMATOGRAPHY_SUMMARY | UPLC
AN000528 | chromatography_metadata | CHROMATOGRAPHY_TYPE | Reversed phase
AN000528 | chromatography_metadata | INSTRUMENT_NAME | Unspecified
AN000528 | chromatography_metadata | COLUMN_NAME | Waters Acquity CSH C18 (100 x 2.1mm, 1.7um) 1.7um Pre-Column
AN000528 | chromatography_metadata | FLOW_GRADIENT | 15% B to 99% B
AN000528 | chromatography_metadata | FLOW_RATE | 0.6 mL/min
AN000528 | chromatography_metadata | COLUMN_TEMPERATURE | 65 C
AN000528 | chromatography_metadata | METHODS_FILENAME | Data Dictionary Fiehn laboratory_CSH QTOF lipidomics_05-29-2014.pdf
AN000528 | chromatography_metadata | SOLVENT_A | 60:40 Acetonitrile:Water +10mM Ammonium Formate +10mM Formic Acid
AN000528 | chromatography_metadata | SOLVENT_B | 9:1 Isopropanol:Acetonitrile +10mM Ammonium Formate +10mM Formic Acid
AN000528 | chromatography_metadata | COLUMN_PRESSURE | 450-850 bar
AN000528 | chromatography_metadata | INTERNAL_STANDARD | See data dictionary
AN000528 | chromatography_metadata | RETENTION_TIME | See data dictionary
AN000528 | chromatography_metadata | SAMPLE_INJECTION | 1.67 uL
AN000528 | chromatography_metadata | ANALYTICAL_TIME | 13 min
AN000528 | chromatography_metadata | CAPILLARY_VOLTAGE | 3500
AN000528 | chromatography_metadata | TIME_PROGRAM | 15 min
AN000528 | chromatography_metadata | WEAK_WASH_SOLVENT_NAME | Isopropanol
AN000528 | chromatography_metadata | WEAK_WASH_VOLUME | 5 seconds
AN000528 | chromatography_metadata | STRONG_WASH_SOLVENT_NAME | Isopropanol
AN000528 | chromatography_metadata | TARGET_SAMPLE_TEMPERATURE | Autosampler temp 4 C
AN000528 | chromatography_metadata | RANDOMIZATION_ORDER | Excel
AN000528 | missingness | n_missing | 16
AN000528 | missingness | n_value | 3528
AN000528 | missingness | perc_missing | 0.453514739229025
AN000528 | binomial_statistics | estimate | 0.791666666666667
AN000528 | binomial_statistics | statistic | 38
AN000528 | binomial_statistics | p.value | 3.08482038882119e-05
AN000528 | binomial_statistics | parameter | 48
AN000528 | binomial_statistics | conf.low | 0.672284945784191
AN000528 | binomial_statistics | conf.high | 1
AN000528 | binomial_statistics | method | Exact binomial test
AN000528 | binomial_statistics | alternative | greater
AN000540 | measurement_metadata | MS_COMMENTS | -
AN000540 | measurement_metadata | INSTRUMENT_NAME | Thermo Q Exactive Orbitrap
AN000540 | measurement_metadata | INSTRUMENT_TYPE | Orbitrap
AN000540 | measurement_metadata | MS_TYPE | ESI
AN000540 | measurement_metadata | ION_MODE | POSITIVE
AN000540 | chromatography_metadata | CHROMATOGRAPHY_SUMMARY | None
AN000540 | chromatography_metadata | CHROMATOGRAPHY_TYPE | Reversed phase
AN000540 | chromatography_metadata | INSTRUMENT_NAME | Thermo Scientific-Dionex Ultimate 3000
AN000540 | chromatography_metadata | COLUMN_NAME | ACE Excel 2 C18-PFP (100 x 2.1mm, 2um)
AN000540 | chromatography_metadata | METHODS_FILENAME | Metabolomics_LCMSProtocol_plasma.pdf
AN000540 | missingness | n_missing | 248
AN000540 | missingness | n_value | 11583
AN000540 | missingness | perc_missing | 2.14106880773547
AN000540 | binomial_statistics | estimate | 0.881458966565349
AN000540 | binomial_statistics | statistic | 290
AN000540 | binomial_statistics | p.value | 7.33958049783605e-49
AN000540 | binomial_statistics | parameter | 329
AN000540 | binomial_statistics | conf.low | 0.848025479728021
AN000540 | binomial_statistics | conf.high | 1
AN000540 | binomial_statistics | method | Exact binomial test
AN000540 | binomial_statistics | alternative | greater
AN000541 | measurement_metadata | MS_COMMENTS | -
AN000541 | measurement_metadata | INSTRUMENT_NAME | Thermo Q Exactive Orbitrap
AN000541 | measurement_metadata | INSTRUMENT_TYPE | Orbitrap
AN000541 | measurement_metadata | MS_TYPE | ESI
AN000541 | measurement_metadata | ION_MODE | NEGATIVE
AN000541 | chromatography_metadata | CHROMATOGRAPHY_SUMMARY | None
AN000541 | chromatography_metadata | CHROMATOGRAPHY_TYPE | Reversed phase
AN000541 | chromatography_metadata | INSTRUMENT_NAME | Thermo Scientific-Dionex Ultimate 3000
AN000541 | chromatography_metadata | COLUMN_NAME | ACE Excel 2 C18-PFP (100 x 2.1mm, 2um)
AN000541 | chromatography_metadata | METHODS_FILENAME | Metabolomics_LCMSProtocol_plasma.pdf
AN000541 | missingness | n_missing | 281
AN000541 | missingness | n_value | 10860
AN000541 | missingness | perc_missing | 2.58747697974217
AN000541 | binomial_statistics | estimate | 0.891089108910891
AN000541 | binomial_statistics | statistic | 450
AN000541 | binomial_statistics | p.value | 1.94013725719208e-78
AN000541 | binomial_statistics | parameter | 505
AN000541 | binomial_statistics | conf.low | 0.865564999462302
AN000541 | binomial_statistics | conf.high | 1
AN000541 | binomial_statistics | method | Exact binomial test
AN000541 | binomial_statistics | alternative | greater
AN000550 | measurement_metadata | INSTRUMENT_NAME | Agilent 6530 QTOF
AN000550 | measurement_metadata | INSTRUMENT_TYPE | QTOF
AN000550 | measurement_metadata | MS_TYPE | ESI
AN000550 | measurement_metadata | ION_MODE | POSITIVE
AN000550 | measurement_metadata | MS_COMMENTS | Lipidomics runs are MS1 data; Identifications made from pooled MS/MS runs Lipidomics runs are performed in negative and positve mode (two filenames)
AN000550 | measurement_metadata | DRY_GAS_FLOW | 8 l/min
AN000550 | measurement_metadata | DRY_GAS_TEMP | 325
AN000550 | measurement_metadata | FRAGMENT_VOLTAGE | 120
AN000550 | measurement_metadata | FRAGMENTATION_METHOD | Auto MS/MS
AN000550 | measurement_metadata | ION_SOURCE_TEMPERATURE | 325
AN000550 | measurement_metadata | ION_SPRAY_VOLTAGE | 1000
AN000550 | measurement_metadata | IONIZATION | Pos
AN000550 | measurement_metadata | PRECURSOR_TYPE | Intact Molecule
AN000550 | measurement_metadata | REAGENT_GAS | Nitrogen
AN000550 | measurement_metadata | SOURCE_TEMPERATURE | 325
AN000550 | measurement_metadata | DESOLVATION_GAS_FLOW | 11 l/min
AN000550 | measurement_metadata | DESOLVATION_TEMPERATURE | 350
AN000550 | measurement_metadata | NEBULIZER | 35 psig
AN000550 | measurement_metadata | OCTPOLE_VOLTAGE | 750
AN000550 | measurement_metadata | RESOLUTION_SETTING | Extended Dynamic Range
AN000550 | measurement_metadata | SCAN_RANGE_MOVERZ | 60-1700 Da
AN000550 | measurement_metadata | SCANNING_CYCLE | 2 Hz
AN000550 | measurement_metadata | SCANNING_RANGE | 60-1700 Da
AN000550 | measurement_metadata | SKIMMER_VOLTAGE | 65
AN000550 | chromatography_metadata | CHROMATOGRAPHY_SUMMARY | UPLC
AN000550 | chromatography_metadata | CHROMATOGRAPHY_TYPE | Reversed phase
AN000550 | chromatography_metadata | INSTRUMENT_NAME | Agilent 6530
AN000550 | chromatography_metadata | COLUMN_NAME | Waters Acquity CSH C18 (100 x 2.1mm, 1.7um) 1.7um Pre-Column
AN000550 | chromatography_metadata | FLOW_GRADIENT | 15% B to 99% B
AN000550 | chromatography_metadata | FLOW_RATE | 0.6 mL/min
AN000550 | chromatography_metadata | COLUMN_TEMPERATURE | 65 C
AN000550 | chromatography_metadata | METHODS_FILENAME | Data Dictionary Fiehn laboratory_CSH QTOF lipidomics_05-29-2014.pdf
AN000550 | chromatography_metadata | SOLVENT_A | 60:40 Acetonitrile:Water +10mM Ammonium Formate +10mM Formic Acid
AN000550 | chromatography_metadata | SOLVENT_B | 9:1 Isopropanol:Acetonitrile +10mM Ammonium Formate +10mM Formic Acid
AN000550 | chromatography_metadata | COLUMN_PRESSURE | 450-850 bar
AN000550 | chromatography_metadata | INTERNAL_STANDARD | See data dictionary
AN000550 | chromatography_metadata | RETENTION_TIME | See data dictionary
AN000550 | chromatography_metadata | SAMPLE_INJECTION | 1.67 uL
AN000550 | chromatography_metadata | ANALYTICAL_TIME | 13 min
AN000550 | chromatography_metadata | CAPILLARY_VOLTAGE | 3500
AN000550 | chromatography_metadata | TIME_PROGRAM | 15 min
AN000550 | chromatography_metadata | WEAK_WASH_SOLVENT_NAME | Isopropanol
AN000550 | chromatography_metadata | WEAK_WASH_VOLUME | 5 seconds
AN000550 | chromatography_metadata | STRONG_WASH_SOLVENT_NAME | same
AN000550 | chromatography_metadata | TARGET_SAMPLE_TEMPERATURE | Autosampler temp 4 C
AN000550 | chromatography_metadata | RANDOMIZATION_ORDER | Excel
AN000550 | missingness | n_missing | 722
AN000550 | missingness | n_value | 7872
AN000550 | missingness | perc_missing | 9.17174796747967
AN000550 | binomial_statistics | estimate | 0.919471153846154
AN000550 | binomial_statistics | statistic | 765
AN000550 | binomial_statistics | p.value | 3.0401023195592e-151
AN000550 | binomial_statistics | parameter | 832
AN000550 | binomial_statistics | conf.low | 0.902220764527312
AN000550 | binomial_statistics | conf.high | 1
AN000550 | binomial_statistics | method | Exact binomial test
AN000550 | binomial_statistics | alternative | greater
AN000551 | measurement_metadata | INSTRUMENT_NAME | Agilent 6550 QTOF
AN000551 | measurement_metadata | INSTRUMENT_TYPE | QTOF
AN000551 | measurement_metadata | MS_TYPE | ESI
AN000551 | measurement_metadata | ION_MODE | NEGATIVE
AN000551 | measurement_metadata | MS_COMMENTS | Lipidomics runs are MS1 data; Identifications made from pooled MS/MS runs Lipidomics runs are performed in negative and positve mode (two filenames)
AN000551 | measurement_metadata | DRY_GAS_FLOW | 13 l/min
AN000551 | measurement_metadata | DRY_GAS_TEMP | 200
AN000551 | measurement_metadata | FRAGMENT_VOLTAGE | 175
AN000551 | measurement_metadata | FRAGMENTATION_METHOD | Auto MS/MS
AN000551 | measurement_metadata | ION_SOURCE_TEMPERATURE | 325
AN000551 | measurement_metadata | ION_SPRAY_VOLTAGE | 1000
AN000551 | measurement_metadata | IONIZATION | Neg
AN000551 | measurement_metadata | PRECURSOR_TYPE | Intact Molecule
AN000551 | measurement_metadata | REAGENT_GAS | Nitrogen
AN000551 | measurement_metadata | SOURCE_TEMPERATURE | 325
AN000551 | measurement_metadata | DESOLVATION_GAS_FLOW | 11 l/min
AN000551 | measurement_metadata | DESOLVATION_TEMPERATURE | 350
AN000551 | measurement_metadata | NEBULIZER | 35 psig
AN000551 | measurement_metadata | OCTPOLE_VOLTAGE | 750
AN000551 | measurement_metadata | SCAN_RANGE_MOVERZ | 60-1700 Da
AN000551 | measurement_metadata | SCANNING_CYCLE | 2 Hz
AN000551 | measurement_metadata | SCANNING_RANGE | 60-1700 Da
AN000551 | measurement_metadata | SKIMMER_VOLTAGE | 65
AN000551 | chromatography_metadata | CHROMATOGRAPHY_SUMMARY | UPLC
AN000551 | chromatography_metadata | CHROMATOGRAPHY_TYPE | Reversed phase
AN000551 | chromatography_metadata | INSTRUMENT_NAME | Agilent 6550
AN000551 | chromatography_metadata | COLUMN_NAME | Waters Acquity CSH C18 (100 x 2.1mm, 1.7um) 1.7um Pre-Column
AN000551 | chromatography_metadata | FLOW_GRADIENT | 15% B to 99% B
AN000551 | chromatography_metadata | FLOW_RATE | 0.6 mL/min
AN000551 | chromatography_metadata | COLUMN_TEMPERATURE | 65 C
AN000551 | chromatography_metadata | METHODS_FILENAME | Data Dictionary Fiehn laboratory_CSH QTOF lipidomics_05-29-2014.pdf
AN000551 | chromatography_metadata | SOLVENT_A | 60:40 Acetonitrile:Water +10mM Ammonium Acetate +10mM Acetic Acid
AN000551 | chromatography_metadata | SOLVENT_B | 9:1 Isopropanol:Acetonitrile +10mM Ammonium Acetate +10mM Acetic Acid
AN000551 | chromatography_metadata | COLUMN_PRESSURE | 450-850 bar
AN000551 | chromatography_metadata | INTERNAL_STANDARD | See data dictionary
AN000551 | chromatography_metadata | RETENTION_TIME | See data dictionary
AN000551 | chromatography_metadata | SAMPLE_INJECTION | 5.0 uL
AN000551 | chromatography_metadata | ANALYTICAL_TIME | 13 min
AN000551 | chromatography_metadata | CAPILLARY_VOLTAGE | 3500
AN000551 | chromatography_metadata | TIME_PROGRAM | 15 min
AN000551 | chromatography_metadata | WEAK_WASH_SOLVENT_NAME | Isopropanol
AN000551 | chromatography_metadata | WEAK_WASH_VOLUME | 5 seconds
AN000551 | chromatography_metadata | STRONG_WASH_SOLVENT_NAME | same
AN000551 | chromatography_metadata | TARGET_SAMPLE_TEMPERATURE | Autosampler temp 4 C
AN000551 | chromatography_metadata | RANDOMIZATION_ORDER | Excel
AN000551 | missingness | n_missing | 92
AN000551 | missingness | n_value | 3408
AN000551 | missingness | perc_missing | 2.69953051643192
AN000551 | binomial_statistics | estimate | 0.890243902439024
AN000551 | binomial_statistics | statistic | 73
AN000551 | binomial_statistics | p.value | 6.88368545110796e-14
AN000551 | binomial_statistics | parameter | 82
AN000551 | binomial_statistics | conf.low | 0.816289041195132
AN000551 | binomial_statistics | conf.high | 1
AN000551 | binomial_statistics | method | Exact binomial test
AN000551 | binomial_statistics | alternative | greater
AN000552 | measurement_metadata | MS_COMMENTS | -
AN000552 | measurement_metadata | INSTRUMENT_NAME | Agilent 6530 QTOF
AN000552 | measurement_metadata | INSTRUMENT_TYPE | QTOF
AN000552 | measurement_metadata | MS_TYPE | ESI
AN000552 | measurement_metadata | ION_MODE | POSITIVE
AN000552 | measurement_metadata | CAPILLARY_VOLTAGE | 3500
AN000552 | measurement_metadata | COLLISION_GAS | Nitrogen
AN000552 | measurement_metadata | DRY_GAS_FLOW | 8 l/min
AN000552 | measurement_metadata | DRY_GAS_TEMP | 325
AN000552 | measurement_metadata | FRAGMENT_VOLTAGE | 120
AN000552 | measurement_metadata | FRAGMENTATION_METHOD | Auto MS/MS
AN000552 | measurement_metadata | ION_SOURCE_TEMPERATURE | 325
AN000552 | measurement_metadata | ION_SPRAY_VOLTAGE | 1000
AN000552 | measurement_metadata | IONIZATION | Pos
AN000552 | measurement_metadata | PRECURSOR_TYPE | Intact Molecule
AN000552 | measurement_metadata | REAGENT_GAS | Nitrogen
AN000552 | measurement_metadata | SOURCE_TEMPERATURE | 325 C
AN000552 | measurement_metadata | DATAFORMAT | .d
AN000552 | measurement_metadata | DESOLVATION_GAS_FLOW | 11 l/min
AN000552 | measurement_metadata | DESOLVATION_TEMPERATURE | 350 C
AN000552 | measurement_metadata | NEBULIZER | 35 psig
AN000552 | measurement_metadata | OCTPOLE_VOLTAGE | 750
AN000552 | measurement_metadata | RESOLUTION_SETTING | Extended Dynamic Range
AN000552 | measurement_metadata | SCAN_RANGE_MOVERZ | 60-1700 Da
AN000552 | measurement_metadata | SCANNING_CYCLE | 2 Hz
AN000552 | measurement_metadata | SCANNING_RANGE | 60-1700 Da
AN000552 | measurement_metadata | SKIMMER_VOLTAGE | 65
AN000552 | chromatography_metadata | CHROMATOGRAPHY_TYPE | None
AN000552 | chromatography_metadata | INSTRUMENT_NAME | Unspecified
AN000552 | chromatography_metadata | COLUMN_NAME | Waters Acquity BEH Amide (150 x 2.1mm, 1.7um) Waters Acquity UPLC BEH Amide VanGuard pre-column (1.7 μm , 5 mm × 2.1 mm;)"
AN000552 | chromatography_metadata | FLOW_GRADIENT | 100% B to 30% B
AN000552 | chromatography_metadata | FLOW_RATE | 0.4 mL/min
AN000552 | chromatography_metadata | COLUMN_TEMPERATURE | 45 C
AN000552 | chromatography_metadata | METHODS_FILENAME | Data Dictionary Fiehn laboratory_HILIC QTOF MS.pdf
AN000552 | chromatography_metadata | COLUMN_PRESSURE | 200-700 bar
AN000552 | chromatography_metadata | INJECTION_TEMPERATURE | 4 C
AN000552 | chromatography_metadata | INTERNAL_STANDARD | See data dictionary
AN000552 | chromatography_metadata | SAMPLE_INJECTION | 3 μL
AN000552 | chromatography_metadata | ANALYTICAL_TIME | 14 min
AN000552 | chromatography_metadata | CAPILLARY_VOLTAGE | 4500
AN000552 | chromatography_metadata | TIME_PROGRAM | 16.75 min
AN000552 | chromatography_metadata | WEAK_WASH_SOLVENT_NAME | 1:1 ACN:H2O
AN000552 | chromatography_metadata | WEAK_WASH_VOLUME | 5 seconds
AN000552 | chromatography_metadata | TARGET_SAMPLE_TEMPERATURE | Autosampler temp 4 C
AN000552 | chromatography_metadata | RANDOMIZATION_ORDER | Excel
AN000552 | missingness | n_missing | 949
AN000552 | missingness | n_value | 13760
AN000552 | missingness | perc_missing | 6.8968023255814
AN000552 | binomial_statistics | estimate | 0.910906298003072
AN000552 | binomial_statistics | statistic | 593
AN000552 | binomial_statistics | p.value | 5.67277350459085e-113
AN000552 | binomial_statistics | parameter | 651
AN000552 | binomial_statistics | conf.low | 0.890354237922306
AN000552 | binomial_statistics | conf.high | 1
AN000552 | binomial_statistics | method | Exact binomial test
AN000552 | binomial_statistics | alternative | greater
AN000555 | measurement_metadata | INSTRUMENT_NAME | Agilent 6530 QTOF
AN000555 | measurement_metadata | INSTRUMENT_TYPE | QTOF
AN000555 | measurement_metadata | MS_TYPE | ESI
AN000555 | measurement_metadata | ION_MODE | POSITIVE
AN000555 | measurement_metadata | MS_COMMENTS | Lipidomics runs are MS1 data; Identifications made from pooled MS/MS runs
AN000555 | measurement_metadata | CAPILLARY_VOLTAGE | 3500
AN000555 | measurement_metadata | COLLISION_GAS | Nitrogen
AN000555 | measurement_metadata | DRY_GAS_FLOW | 8 l/min
AN000555 | measurement_metadata | DRY_GAS_TEMP | 325
AN000555 | measurement_metadata | FRAGMENT_VOLTAGE | 120
AN000555 | measurement_metadata | FRAGMENTATION_METHOD | Auto MS/MS
AN000555 | measurement_metadata | ION_SOURCE_TEMPERATURE | 325
AN000555 | measurement_metadata | ION_SPRAY_VOLTAGE | 1000
AN000555 | measurement_metadata | IONIZATION | Pos
AN000555 | measurement_metadata | PRECURSOR_TYPE | Intact Molecule
AN000555 | measurement_metadata | REAGENT_GAS | Nitrogen
AN000555 | measurement_metadata | SOURCE_TEMPERATURE | 325 C
AN000555 | measurement_metadata | DATAFORMAT | .d
AN000555 | measurement_metadata | DESOLVATION_GAS_FLOW | 11 l/min
AN000555 | measurement_metadata | DESOLVATION_TEMPERATURE | 350 C
AN000555 | measurement_metadata | NEBULIZER | 35 psig
AN000555 | measurement_metadata | OCTPOLE_VOLTAGE | 750
AN000555 | measurement_metadata | SCAN_RANGE_MOVERZ | 60-1700 Da
AN000555 | measurement_metadata | SCANNING_CYCLE | 2 Hz
AN000555 | measurement_metadata | SCANNING_RANGE | 60-1700 Da
AN000555 | measurement_metadata | SKIMMER_VOLTAGE | 65
AN000555 | chromatography_metadata | CHROMATOGRAPHY_SUMMARY | UPLC
AN000555 | chromatography_metadata | CHROMATOGRAPHY_TYPE | Reversed phase
AN000555 | chromatography_metadata | INSTRUMENT_NAME | Agilent 6530
AN000555 | chromatography_metadata | COLUMN_NAME | Waters Acquity CSH C18 (100 x 2.1mm, 1.7um) 1.7um Pre-Column
AN000555 | chromatography_metadata | FLOW_GRADIENT | 15% B to 99% B
AN000555 | chromatography_metadata | FLOW_RATE | 0.6 mL/min
AN000555 | chromatography_metadata | COLUMN_TEMPERATURE | 65 C
AN000555 | chromatography_metadata | METHODS_FILENAME | Data Dictionary Fiehn laboratory_CSH QTOF lipidomics_05-29-2014.pdf
AN000555 | chromatography_metadata | SOLVENT_A | 60:40 Acetonitrile:Water +10mM Ammonium Formate +10mM Formic Acid
AN000555 | chromatography_metadata | SOLVENT_B | 9:1 Isopropanol:Acetonitrile +10mM Ammonium Formate +10mM Formic Acid
AN000555 | chromatography_metadata | COLUMN_PRESSURE | 450-850 bar
AN000555 | chromatography_metadata | SAMPLE_INJECTION | 1.67 uL
AN000555 | chromatography_metadata | ANALYTICAL_TIME | 13 min
AN000555 | chromatography_metadata | CAPILLARY_VOLTAGE | 3500
AN000555 | chromatography_metadata | TIME_PROGRAM | 15 min
AN000555 | chromatography_metadata | WEAK_WASH_SOLVENT_NAME | Isopropanol
AN000555 | chromatography_metadata | WEAK_WASH_VOLUME | 5 seconds
AN000555 | chromatography_metadata | STRONG_WASH_SOLVENT_NAME | Same
AN000555 | chromatography_metadata | TARGET_SAMPLE_TEMPERATURE | Autosampler temp 4 C
AN000555 | chromatography_metadata | RANDOMIZATION_ORDER | Excel
AN000555 | missingness | n_missing | 1530
AN000555 | missingness | n_value | 22236
AN000555 | missingness | perc_missing | 6.88073394495413
AN000555 | binomial_statistics | estimate | 0.915163147792706
AN000555 | binomial_statistics | statistic | 2384
AN000555 | binomial_statistics | p.value | 0
AN000555 | binomial_statistics | parameter | 2605
AN000555 | binomial_statistics | conf.low | 0.905641209686091
AN000555 | binomial_statistics | conf.high | 1
AN000555 | binomial_statistics | method | Exact binomial test
AN000555 | binomial_statistics | alternative | greater
AN000556 | measurement_metadata | INSTRUMENT_NAME | Agilent 6550 QTOF
AN000556 | measurement_metadata | INSTRUMENT_TYPE | QTOF
AN000556 | measurement_metadata | MS_TYPE | ESI
AN000556 | measurement_metadata | ION_MODE | NEGATIVE
AN000556 | measurement_metadata | MS_COMMENTS | Lipidomics runs are performed in negative and positve mode (two filenames)
AN000556 | measurement_metadata | CAPILLARY_VOLTAGE | 3500
AN000556 | measurement_metadata | COLLISION_GAS | Nitrogen
AN000556 | measurement_metadata | DRY_GAS_FLOW | 13 l/min
AN000556 | measurement_metadata | DRY_GAS_TEMP | 200
AN000556 | measurement_metadata | FRAGMENT_VOLTAGE | 175
AN000556 | measurement_metadata | FRAGMENTATION_METHOD | Auto MS/MS
AN000556 | measurement_metadata | ION_SOURCE_TEMPERATURE | 325
AN000556 | measurement_metadata | ION_SPRAY_VOLTAGE | 1000
AN000556 | measurement_metadata | IONIZATION | Neg
AN000556 | measurement_metadata | PRECURSOR_TYPE | Intact Molecule
AN000556 | measurement_metadata | REAGENT_GAS | Nitrogen
AN000556 | measurement_metadata | SOURCE_TEMPERATURE | 325 C
AN000556 | measurement_metadata | DATAFORMAT | .d
AN000556 | measurement_metadata | DESOLVATION_GAS_FLOW | 11 l/min
AN000556 | measurement_metadata | DESOLVATION_TEMPERATURE | 350 C
AN000556 | measurement_metadata | NEBULIZER | 35 psig
AN000556 | measurement_metadata | OCTPOLE_VOLTAGE | 750
AN000556 | measurement_metadata | SCAN_RANGE_MOVERZ | 60-1700 Da
AN000556 | measurement_metadata | SCANNING_CYCLE | 2 Hz
AN000556 | measurement_metadata | SCANNING_RANGE | 60-1700 Da
AN000556 | measurement_metadata | SKIMMER_VOLTAGE | 65
AN000556 | chromatography_metadata | CHROMATOGRAPHY_SUMMARY | UPLC
AN000556 | chromatography_metadata | CHROMATOGRAPHY_TYPE | Reversed phase
AN000556 | chromatography_metadata | INSTRUMENT_NAME | Agilent 6550
AN000556 | chromatography_metadata | COLUMN_NAME | Waters Acquity CSH C18 (100 x 2.1mm, 1.7um) 1.7um Pre-Column
AN000556 | chromatography_metadata | FLOW_GRADIENT | 15% B to 99% B
AN000556 | chromatography_metadata | FLOW_RATE | 0.6 mL/min
AN000556 | chromatography_metadata | COLUMN_TEMPERATURE | 65 C
AN000556 | chromatography_metadata | METHODS_FILENAME | Data Dictionary Fiehn laboratory_CSH QTOF lipidomics_05-29-2014.pdf
AN000556 | chromatography_metadata | SOLVENT_A | 60:40 Acetonitrile:Water +10mM Ammonium Acetate +10mM Acetic Acid
AN000556 | chromatography_metadata | SOLVENT_B | 9:1 Isopropanol:Acetonitrile +10mM Ammonium Acetate +10mM Acetic Acid
AN000556 | chromatography_metadata | COLUMN_PRESSURE | 450-850 bar
AN000556 | chromatography_metadata | SAMPLE_INJECTION | 5.0 uL
AN000556 | chromatography_metadata | ANALYTICAL_TIME | 13 min
AN000556 | chromatography_metadata | CAPILLARY_VOLTAGE | 3500
AN000556 | chromatography_metadata | TIME_PROGRAM | 15 min
AN000556 | chromatography_metadata | WEAK_WASH_SOLVENT_NAME | Isopropanol
AN000556 | chromatography_metadata | WEAK_WASH_VOLUME | 5 seconds
AN000556 | chromatography_metadata | STRONG_WASH_SOLVENT_NAME | Same
AN000556 | chromatography_metadata | TARGET_SAMPLE_TEMPERATURE | Autosampler temp 4 C
AN000556 | chromatography_metadata | RANDOMIZATION_ORDER | Excel
AN000556 | missingness | n_missing | 625
AN000556 | missingness | n_value | 6494
AN000556 | missingness | perc_missing | 9.62426855558978
AN000556 | binomial_statistics | estimate | 0.742424242424242
AN000556 | binomial_statistics | statistic | 539
AN000556 | binomial_statistics | p.value | 1.10839096056597e-40
AN000556 | binomial_statistics | parameter | 726
AN000556 | binomial_statistics | conf.low | 0.714334681133837
AN000556 | binomial_statistics | conf.high | 1
AN000556 | binomial_statistics | method | Exact binomial test
AN000556 | binomial_statistics | alternative | greater
AN000557 | measurement_metadata | INSTRUMENT_NAME | Agilent 6530 QTOF
AN000557 | measurement_metadata | INSTRUMENT_TYPE | QTOF
AN000557 | measurement_metadata | MS_TYPE | ESI
AN000557 | measurement_metadata | ION_MODE | POSITIVE
AN000557 | measurement_metadata | MS_COMMENTS | Lipidomics runs are MS1 data; Identifications made from pooled MS/MS runs
AN000557 | measurement_metadata | CAPILLARY_VOLTAGE | 3500
AN000557 | measurement_metadata | COLLISION_GAS | Nitrogen
AN000557 | measurement_metadata | DRY_GAS_FLOW | 8 l/min
AN000557 | measurement_metadata | DRY_GAS_TEMP | 325
AN000557 | measurement_metadata | FRAGMENT_VOLTAGE | 120
AN000557 | measurement_metadata | FRAGMENTATION_METHOD | Auto MS/MS
AN000557 | measurement_metadata | ION_SOURCE_TEMPERATURE | 325
AN000557 | measurement_metadata | ION_SPRAY_VOLTAGE | 1000
AN000557 | measurement_metadata | IONIZATION | Pos
AN000557 | measurement_metadata | PRECURSOR_TYPE | Intact Molecule
AN000557 | measurement_metadata | REAGENT_GAS | Nitrogen
AN000557 | measurement_metadata | SOURCE_TEMPERATURE | 325 C
AN000557 | measurement_metadata | DATAFORMAT | .d
AN000557 | measurement_metadata | DESOLVATION_GAS_FLOW | 11 l/min
AN000557 | measurement_metadata | DESOLVATION_TEMPERATURE | 350 C
AN000557 | measurement_metadata | NEBULIZER | 35 psig
AN000557 | measurement_metadata | OCTPOLE_VOLTAGE | 750
AN000557 | measurement_metadata | SCAN_RANGE_MOVERZ | 60-1700 Da
AN000557 | measurement_metadata | SCANNING_CYCLE | 2 Hz
AN000557 | measurement_metadata | SCANNING_RANGE | 60-1700 Da
AN000557 | measurement_metadata | SKIMMER_VOLTAGE | 65
AN000557 | chromatography_metadata | CHROMATOGRAPHY_SUMMARY | UPLC
AN000557 | chromatography_metadata | CHROMATOGRAPHY_TYPE | Reversed phase
AN000557 | chromatography_metadata | INSTRUMENT_NAME | Agilent 6530
AN000557 | chromatography_metadata | COLUMN_NAME | Waters Acquity CSH C18 (100 x 2.1mm, 1.7um) 1.7um Pre-Column
AN000557 | chromatography_metadata | FLOW_GRADIENT | 15% B to 99% B
AN000557 | chromatography_metadata | FLOW_RATE | 0.6 mL/min
AN000557 | chromatography_metadata | COLUMN_TEMPERATURE | 65 C
AN000557 | chromatography_metadata | METHODS_FILENAME | Data Dictionary Fiehn laboratory_CSH QTOF lipidomics_05-29-2014.pdf
AN000557 | chromatography_metadata | SOLVENT_A | 60:40 Acetonitrile:Water +10mM Ammonium Formate +10mM Formic Acid
AN000557 | chromatography_metadata | SOLVENT_B | 9:1 Isopropanol:Acetonitrile +10mM Ammonium Formate +10mM Formic Acid
AN000557 | chromatography_metadata | COLUMN_PRESSURE | 450-850 bar
AN000557 | chromatography_metadata | SAMPLE_INJECTION | 1.67 uL
AN000557 | chromatography_metadata | ANALYTICAL_TIME | 13 min
AN000557 | chromatography_metadata | CAPILLARY_VOLTAGE | 3500
AN000557 | chromatography_metadata | TIME_PROGRAM | 15 min
AN000557 | chromatography_metadata | WEAK_WASH_SOLVENT_NAME | Isopropanol
AN000557 | chromatography_metadata | WEAK_WASH_VOLUME | 5 seconds
AN000557 | chromatography_metadata | STRONG_WASH_SOLVENT_NAME | Same
AN000557 | chromatography_metadata | TARGET_SAMPLE_TEMPERATURE | Autosampler temp 4 C
AN000557 | chromatography_metadata | RANDOMIZATION_ORDER | Excel
AN000557 | missingness | n_missing | 12
AN000557 | missingness | n_value | 3936
AN000557 | missingness | perc_missing | 0.304878048780488
AN000557 | binomial_statistics | estimate | 0.555555555555556
AN000557 | binomial_statistics | statistic | 10
AN000557 | binomial_statistics | p.value | 0.407264709472656
AN000557 | binomial_statistics | parameter | 18
AN000557 | binomial_statistics | conf.low | 0.340598064759287
AN000557 | binomial_statistics | conf.high | 1
AN000557 | binomial_statistics | method | Exact binomial test
AN000557 | binomial_statistics | alternative | greater
AN000561 | measurement_metadata | INSTRUMENT_NAME | Agilent 6530 QTOF
AN000561 | measurement_metadata | INSTRUMENT_TYPE | QTOF
AN000561 | measurement_metadata | MS_TYPE | ESI
AN000561 | measurement_metadata | ION_MODE | POSITIVE
AN000561 | measurement_metadata | MS_COMMENTS | Lipidomics runs are MS1 data; Identifications made from pooled MS/MS runs Lipidomics runs are performed in negative and positve mode (two filenames)
AN000561 | measurement_metadata | CAPILLARY_VOLTAGE | 3500
AN000561 | measurement_metadata | COLLISION_GAS | Nitrogen
AN000561 | measurement_metadata | DRY_GAS_FLOW | 8 l/min
AN000561 | measurement_metadata | DRY_GAS_TEMP | 325
AN000561 | measurement_metadata | FRAGMENT_VOLTAGE | 120
AN000561 | measurement_metadata | FRAGMENTATION_METHOD | Auto MS/MS
AN000561 | measurement_metadata | ION_SOURCE_TEMPERATURE | 200
AN000561 | measurement_metadata | ION_SPRAY_VOLTAGE | 1000
AN000561 | measurement_metadata | IONIZATION | Neg
AN000561 | measurement_metadata | PRECURSOR_TYPE | Intact Molecule
AN000561 | measurement_metadata | REAGENT_GAS | Nitrogen
AN000561 | measurement_metadata | SOURCE_TEMPERATURE | 325 C
AN000561 | measurement_metadata | DATAFORMAT | .d
AN000561 | measurement_metadata | DESOLVATION_GAS_FLOW | 11 l/min
AN000561 | measurement_metadata | DESOLVATION_TEMPERATURE | 350 C
AN000561 | measurement_metadata | NEBULIZER | 35 psig
AN000561 | measurement_metadata | OCTPOLE_VOLTAGE | 750
AN000561 | measurement_metadata | SCAN_RANGE_MOVERZ | 60-1700 Da
AN000561 | measurement_metadata | SCANNING_CYCLE | 2 Hz
AN000561 | measurement_metadata | SCANNING_RANGE | 60-1700 Da
AN000561 | measurement_metadata | SKIMMER_VOLTAGE | 65
AN000561 | chromatography_metadata | CHROMATOGRAPHY_SUMMARY | UPLC
AN000561 | chromatography_metadata | CHROMATOGRAPHY_TYPE | Reversed phase
AN000561 | chromatography_metadata | INSTRUMENT_NAME | Agilent 6530
AN000561 | chromatography_metadata | COLUMN_NAME | Waters Acquity CSH C18 (100 x 2.1mm, 1.7um) 1.7um Pre-Column
AN000561 | chromatography_metadata | FLOW_GRADIENT | 15% B to 99% B
AN000561 | chromatography_metadata | FLOW_RATE | 0.6 mL/min
AN000561 | chromatography_metadata | COLUMN_TEMPERATURE | 65 C
AN000561 | chromatography_metadata | METHODS_FILENAME | Data Dictionary Fiehn laboratory_CSH QTOF lipidomics_05-29-2014.pdf
AN000561 | chromatography_metadata | SOLVENT_A | 60:40 Acetonitrile:Water +10mM Ammonium Formate +10mM Formic Acid
AN000561 | chromatography_metadata | SOLVENT_B | 9:1 Isopropanol:Acetonitrile +10mM Ammonium Formate +10mM Formic Acid
AN000561 | chromatography_metadata | COLUMN_PRESSURE | 450-850 bar
AN000561 | chromatography_metadata | SAMPLE_INJECTION | 1.67 uL
AN000561 | chromatography_metadata | ANALYTICAL_TIME | 13 min
AN000561 | chromatography_metadata | CAPILLARY_VOLTAGE | 3500
AN000561 | chromatography_metadata | TIME_PROGRAM | 15 min
AN000561 | chromatography_metadata | WEAK_WASH_SOLVENT_NAME | Isopropanol
AN000561 | chromatography_metadata | WEAK_WASH_VOLUME | 5 seconds
AN000561 | chromatography_metadata | STRONG_WASH_SOLVENT_NAME | Same
AN000561 | chromatography_metadata | TARGET_SAMPLE_TEMPERATURE | Autosampler temp 4 C
AN000561 | chromatography_metadata | RANDOMIZATION_ORDER | Excel
AN000561 | missingness | n_missing | 38
AN000561 | missingness | n_value | 6494
AN000561 | missingness | perc_missing | 0.585155528179858
AN000561 | binomial_statistics | estimate | 0.657142857142857
AN000561 | binomial_statistics | statistic | 23
AN000561 | binomial_statistics | p.value | 0.0447655394673348
AN000561 | binomial_statistics | parameter | 35
AN000561 | binomial_statistics | conf.low | 0.504480836868113
AN000561 | binomial_statistics | conf.high | 1
AN000561 | binomial_statistics | method | Exact binomial test
AN000561 | binomial_statistics | alternative | greater
AN000563 | measurement_metadata | MS_COMMENTS | -
AN000563 | measurement_metadata | INSTRUMENT_NAME | Agilent 5975
AN000563 | measurement_metadata | INSTRUMENT_TYPE | Single quadrupole
AN000563 | measurement_metadata | MS_TYPE | EI
AN000563 | measurement_metadata | ION_MODE | POSITIVE
AN000563 | chromatography_metadata | CHROMATOGRAPHY_SUMMARY | GC/MS methods follow previous studies using a 6890 N GC connected to a 5975 Inert single quadrupole MS (Agilent Technologies, Santa Clara, CA) (Bonikos et al. 1975; Fiehn 2008; Kind et al. 2009). The two wall-coated, open-tubular GC columns connected in series are both from J&W/Agilent (part 122–5512), DB5-MS, 15 meters in length, 0.25 mm in diameter, with an 0.25-l m luminal film. Positive ions generated with conventional electron-ionization at 70 eV are scanned broadly from 600 to 50 m/z in the detector throughout the 45 min cycle time.
AN000563 | chromatography_metadata | CHROMATOGRAPHY_TYPE | GC
AN000563 | chromatography_metadata | INSTRUMENT_NAME | Agilent 6890N
AN000563 | chromatography_metadata | COLUMN_NAME | Agilent DB5-MS (15m Ã— 0.25mm, 0.25um)
AN000563 | missingness | n_missing | 242
AN000563 | missingness | n_value | 1888
AN000563 | missingness | perc_missing | 12.8177966101695
AN000563 | binomial_statistics | estimate | 0.935672514619883
AN000563 | binomial_statistics | statistic | 320
AN000563 | binomial_statistics | p.value | 2.99628562665406e-69
AN000563 | binomial_statistics | parameter | 342
AN000563 | binomial_statistics | conf.low | 0.909415829936656
AN000563 | binomial_statistics | conf.high | 1
AN000563 | binomial_statistics | method | Exact binomial test
AN000563 | binomial_statistics | alternative | greater
AN000565 | measurement_metadata | MS_COMMENTS | -
AN000565 | measurement_metadata | INSTRUMENT_NAME | Agilent 5975
AN000565 | measurement_metadata | INSTRUMENT_TYPE | Single quadrupole
AN000565 | measurement_metadata | MS_TYPE | EI
AN000565 | measurement_metadata | ION_MODE | POSITIVE
AN000565 | chromatography_metadata | CHROMATOGRAPHY_SUMMARY | GC/MS methods follow previous studies using a 6890 N GC connected to a 5975 Inert single quadrupole MS (Agilent Technologies, Santa Clara, CA) (Bonikos et al. 1975; Fiehn 2008; Kind et al. 2009). The two wall-coated, open-tubular GC columns connected in series are both from J&W/Agilent (part 122–5512), DB5-MS, 15 meters in length, 0.25 mm in diameter, with an 0.25-l m luminal film. Positive ions generated with conventional electron-ionization at 70 eV are scanned broadly from 600 to 50 m/z in the detector throughout the 45 min cycle time.
AN000565 | chromatography_metadata | CHROMATOGRAPHY_TYPE | GC
AN000565 | chromatography_metadata | INSTRUMENT_NAME | Agilent 6890N
AN000565 | chromatography_metadata | COLUMN_NAME | Agilent DB5-MS (15m Ã— 0.25mm, 0.25um)
AN000565 | missingness | n_missing | 500
AN000565 | missingness | n_value | 2860
AN000565 | missingness | perc_missing | 17.4825174825175
AN000565 | binomial_statistics | estimate | 0.927118644067797
AN000565 | binomial_statistics | statistic | 547
AN000565 | binomial_statistics | p.value | 1.29404921787785e-112
AN000565 | binomial_statistics | parameter | 590
AN000565 | binomial_statistics | conf.low | 0.907020716510685
AN000565 | binomial_statistics | conf.high | 1
AN000565 | binomial_statistics | method | Exact binomial test
AN000565 | binomial_statistics | alternative | greater
AN000566 | measurement_metadata | MS_COMMENTS | -
AN000566 | measurement_metadata | INSTRUMENT_NAME | Agilent 5975
AN000566 | measurement_metadata | INSTRUMENT_TYPE | Single quadrupole
AN000566 | measurement_metadata | MS_TYPE | EI
AN000566 | measurement_metadata | ION_MODE | POSITIVE
AN000566 | chromatography_metadata | CHROMATOGRAPHY_SUMMARY | GC/MS methods follow previous studies using a 6890 N GC connected to a 5975 Inert single quadrupole MS (Agilent Technologies, Santa Clara, CA) (Bonikos et al. 1975; Fiehn 2008; Kind et al. 2009). The two wall-coated, open-tubular GC columns connected in series are both from J&W/Agilent (part 122–5512), DB5-MS, 15 meters in length, 0.25 mm in diameter, with an 0.25-l m luminal film. Positive ions generated with conventional electron-ionization at 70 eV are scanned broadly from 600 to 50 m/z in the detector throughout the 45 min cycle time.
AN000566 | chromatography_metadata | CHROMATOGRAPHY_TYPE | GC
AN000566 | chromatography_metadata | INSTRUMENT_NAME | Agilent 6890N
AN000566 | chromatography_metadata | COLUMN_NAME | Agilent DB5-MS (15m Ã— 0.25mm, 0.25um)
AN000566 | missingness | n_missing | 377
AN000566 | missingness | n_value | 2760
AN000566 | missingness | perc_missing | 13.6594202898551
AN000566 | binomial_statistics | estimate | 0.853628536285363
AN000566 | binomial_statistics | statistic | 694
AN000566 | binomial_statistics | p.value | 8.9379459278429e-100
AN000566 | binomial_statistics | parameter | 813
AN000566 | binomial_statistics | conf.low | 0.831670640271519
AN000566 | binomial_statistics | conf.high | 1
AN000566 | binomial_statistics | method | Exact binomial test
AN000566 | binomial_statistics | alternative | greater
AN000572 | measurement_metadata | MS_COMMENTS | -
AN000572 | measurement_metadata | INSTRUMENT_NAME | Thermo LTQ
AN000572 | measurement_metadata | INSTRUMENT_TYPE | Single quadrupole
AN000572 | measurement_metadata | MS_TYPE | ESI
AN000572 | measurement_metadata | ION_MODE | POSITIVE
AN000572 | chromatography_metadata | CHROMATOGRAPHY_SUMMARY | Experiments were conducted according to the protocols approved by the Institutional Animal Care and Use Committee of University at Buffalo and Roswell Park Cancer Institute. Twitcher mice were maintained on the background of C57BL/6N. Breeder C57BL/6N mice were purchased from Charles River. Freshly collected hindbrain regions from twitcher and WT littermate mice at P8, P15, P22, and P34 days were transferred into polypropylene cryovials, and then frozen in liquid nitrogen and stored at - 80Â°C until the analysis.
AN000572 | chromatography_metadata | CHROMATOGRAPHY_TYPE | UPLC
AN000572 | chromatography_metadata | INSTRUMENT_NAME | Waters ACQUITY UPLC
AN000572 | chromatography_metadata | COLUMN_NAME | See doc
AN000572 | chromatography_metadata | METHODS_FILENAME | Protocol.pdf
AN000572 | missingness | n_missing | 123
AN000572 | missingness | n_value | 3264
AN000572 | missingness | perc_missing | 3.76838235294118
AN000572 | binomial_statistics | estimate | 0.947214076246334
AN000572 | binomial_statistics | statistic | 323
AN000572 | binomial_statistics | p.value | 9.08792475103945e-74
AN000572 | binomial_statistics | parameter | 341
AN000572 | binomial_statistics | conf.low | 0.922726453684729
AN000572 | binomial_statistics | conf.high | 1
AN000572 | binomial_statistics | method | Exact binomial test
AN000572 | binomial_statistics | alternative | greater
AN000573 | measurement_metadata | MS_COMMENTS | -
AN000573 | measurement_metadata | INSTRUMENT_NAME | Thermo LTQ
AN000573 | measurement_metadata | INSTRUMENT_TYPE | Single quadrupole
AN000573 | measurement_metadata | MS_TYPE | ESI
AN000573 | measurement_metadata | ION_MODE | NEGATIVE
AN000573 | chromatography_metadata | CHROMATOGRAPHY_SUMMARY | Experiments were conducted according to the protocols approved by the Institutional Animal Care and Use Committee of University at Buffalo and Roswell Park Cancer Institute. Twitcher mice were maintained on the background of C57BL/6N. Breeder C57BL/6N mice were purchased from Charles River. Freshly collected hindbrain regions from twitcher and WT littermate mice at P8, P15, P22, and P34 days were transferred into polypropylene cryovials, and then frozen in liquid nitrogen and stored at - 80Â°C until the analysis.
AN000573 | chromatography_metadata | CHROMATOGRAPHY_TYPE | UPLC
AN000573 | chromatography_metadata | INSTRUMENT_NAME | Waters ACQUITY UPLC
AN000573 | chromatography_metadata | COLUMN_NAME | See doc
AN000573 | chromatography_metadata | METHODS_FILENAME | Protocol.pdf
AN000573 | missingness | n_missing | 42
AN000573 | missingness | n_value | 3264
AN000573 | missingness | perc_missing | 1.28676470588235
AN000573 | binomial_statistics | estimate | 1
AN000573 | binomial_statistics | statistic | 126
AN000573 | binomial_statistics | p.value | 1.1754943508223e-38
AN000573 | binomial_statistics | parameter | 126
AN000573 | binomial_statistics | conf.low | 0.97650476113333
AN000573 | binomial_statistics | conf.high | 1
AN000573 | binomial_statistics | method | Exact binomial test
AN000573 | binomial_statistics | alternative | greater
AN000574 | measurement_metadata | MS_COMMENTS | -
AN000574 | measurement_metadata | INSTRUMENT_NAME | Thermo Trace DSQ
AN000574 | measurement_metadata | INSTRUMENT_TYPE | Single quadrupole
AN000574 | measurement_metadata | MS_TYPE | EI
AN000574 | measurement_metadata | ION_MODE | POSITIVE
AN000574 | chromatography_metadata | CHROMATOGRAPHY_SUMMARY | Experiments were conducted according to the protocols approved by the Institutional Animal Care and Use Committee of University at Buffalo and Roswell Park Cancer Institute. Twitcher mice were maintained on the background of C57BL/6N. Breeder C57BL/6N mice were purchased from Charles River. Freshly collected hindbrain regions from twitcher and WT littermate mice at P8, P15, P22, and P34 days were transferred into polypropylene cryovials, and then frozen in liquid nitrogen and stored at - 80Â°C until the analysis.
AN000574 | chromatography_metadata | CHROMATOGRAPHY_TYPE | GC
AN000574 | chromatography_metadata | INSTRUMENT_NAME | See document
AN000574 | chromatography_metadata | COLUMN_NAME | See document
AN000574 | chromatography_metadata | METHODS_FILENAME | Protocol.pdf
AN000574 | chromatography_metadata | SOLVENT_A | 5% phenyl
AN000574 | missingness | n_missing | 131
AN000574 | missingness | n_value | 3456
AN000574 | missingness | perc_missing | 3.79050925925926
AN000574 | binomial_statistics | estimate | 0.984615384615385
AN000574 | binomial_statistics | statistic | 320
AN000574 | binomial_statistics | p.value | 4.35369537530485e-88
AN000574 | binomial_statistics | parameter | 325
AN000574 | binomial_statistics | conf.low | 0.967925941371437
AN000574 | binomial_statistics | conf.high | 1
AN000574 | binomial_statistics | method | Exact binomial test
AN000574 | binomial_statistics | alternative | greater
AN000577 | measurement_metadata | INSTRUMENT_NAME | Agilent 6530 QTOF
AN000577 | measurement_metadata | INSTRUMENT_TYPE | QTOF
AN000577 | measurement_metadata | MS_TYPE | ESI
AN000577 | measurement_metadata | ION_MODE | POSITIVE
AN000577 | measurement_metadata | MS_COMMENTS | Lipidomics runs are MS1 data; Identifications made from pooled MS/MS runs
AN000577 | measurement_metadata | CAPILLARY_VOLTAGE | 3500
AN000577 | measurement_metadata | COLLISION_GAS | Nitrogen
AN000577 | measurement_metadata | DRY_GAS_FLOW | 8 l/min
AN000577 | measurement_metadata | DRY_GAS_TEMP | 325
AN000577 | measurement_metadata | FRAGMENT_VOLTAGE | 120
AN000577 | measurement_metadata | FRAGMENTATION_METHOD | Auto MS/MS
AN000577 | measurement_metadata | ION_SOURCE_TEMPERATURE | 325
AN000577 | measurement_metadata | ION_SPRAY_VOLTAGE | 1000
AN000577 | measurement_metadata | IONIZATION | Pos
AN000577 | measurement_metadata | PRECURSOR_TYPE | Intact Molecule
AN000577 | measurement_metadata | REAGENT_GAS | Nitrogen
AN000577 | measurement_metadata | SOURCE_TEMPERATURE | 325 C
AN000577 | measurement_metadata | DATAFORMAT | .d
AN000577 | measurement_metadata | DESOLVATION_GAS_FLOW | 11 l/min
AN000577 | measurement_metadata | DESOLVATION_TEMPERATURE | 350 C
AN000577 | measurement_metadata | NEBULIZER | 35 psig
AN000577 | measurement_metadata | OCTPOLE_VOLTAGE | 750
AN000577 | measurement_metadata | SCAN_RANGE_MOVERZ | 60-1700 Da
AN000577 | measurement_metadata | SCANNING_CYCLE | 2 Hz
AN000577 | measurement_metadata | SCANNING_RANGE | 60-1700 Da
AN000577 | measurement_metadata | SKIMMER_VOLTAGE | 65
AN000577 | chromatography_metadata | CHROMATOGRAPHY_SUMMARY | UPLC
AN000577 | chromatography_metadata | CHROMATOGRAPHY_TYPE | Reversed phase
AN000577 | chromatography_metadata | INSTRUMENT_NAME | Agilent 6530
AN000577 | chromatography_metadata | COLUMN_NAME | Waters Acquity CSH C18 (100 x 2.1mm, 1.7um) 1.7um Pre-Column
AN000577 | chromatography_metadata | FLOW_GRADIENT | 15% B to 99% B
AN000577 | chromatography_metadata | FLOW_RATE | 0.6 mL/min
AN000577 | chromatography_metadata | COLUMN_TEMPERATURE | 65 C
AN000577 | chromatography_metadata | METHODS_FILENAME | Data Dictionary Fiehn laboratory_CSH QTOF lipidomics_05-29-2014.pdf
AN000577 | chromatography_metadata | SOLVENT_A | 60:40 Acetonitrile:Water +10mM Ammonium Formate +10mM Formic Acid
AN000577 | chromatography_metadata | SOLVENT_B | 9:1 Isopropanol:Acetonitrile +10mM Ammonium Formate +10mM Formic Acid
AN000577 | chromatography_metadata | COLUMN_PRESSURE | 450-850 bar
AN000577 | chromatography_metadata | INTERNAL_STANDARD | See data dictionary
AN000577 | chromatography_metadata | RETENTION_TIME | See data dictionary
AN000577 | chromatography_metadata | SAMPLE_INJECTION | 1.67 uL
AN000577 | chromatography_metadata | ANALYTICAL_TIME | 13 min
AN000577 | chromatography_metadata | CAPILLARY_VOLTAGE | 3500
AN000577 | chromatography_metadata | TIME_PROGRAM | 15 min
AN000577 | chromatography_metadata | WEAK_WASH_SOLVENT_NAME | Isopropanol
AN000577 | chromatography_metadata | WEAK_WASH_VOLUME | 5 seconds
AN000577 | chromatography_metadata | STRONG_WASH_SOLVENT_NAME | Same
AN000577 | chromatography_metadata | TARGET_SAMPLE_TEMPERATURE | Autosampler temp 4 C
AN000577 | chromatography_metadata | RANDOMIZATION_ORDER | Excel
AN000577 | missingness | n_missing | 467
AN000577 | missingness | n_value | 35302
AN000577 | missingness | perc_missing | 1.32287122542632
AN000577 | binomial_statistics | estimate | 0.780821917808219
AN000577 | binomial_statistics | statistic | 285
AN000577 | binomial_statistics | p.value | 2.12347825044522e-28
AN000577 | binomial_statistics | parameter | 365
AN000577 | binomial_statistics | conf.low | 0.742192267330342
AN000577 | binomial_statistics | conf.high | 1
AN000577 | binomial_statistics | method | Exact binomial test
AN000577 | binomial_statistics | alternative | greater
AN000578 | measurement_metadata | INSTRUMENT_NAME | Agilent 6550 QTOF
AN000578 | measurement_metadata | INSTRUMENT_TYPE | QTOF
AN000578 | measurement_metadata | MS_TYPE | ESI
AN000578 | measurement_metadata | ION_MODE | NEGATIVE
AN000578 | measurement_metadata | MS_COMMENTS | Lipidomics runs are performed in negative and positve mode (two filenames)
AN000578 | measurement_metadata | CAPILLARY_VOLTAGE | 3500
AN000578 | measurement_metadata | COLLISION_GAS | Nitrogen
AN000578 | measurement_metadata | DRY_GAS_FLOW | 13 l/min
AN000578 | measurement_metadata | DRY_GAS_TEMP | 200
AN000578 | measurement_metadata | FRAGMENT_VOLTAGE | 175
AN000578 | measurement_metadata | FRAGMENTATION_METHOD | Auto MS/MS
AN000578 | measurement_metadata | ION_SOURCE_TEMPERATURE | 325
AN000578 | measurement_metadata | ION_SPRAY_VOLTAGE | 1000
AN000578 | measurement_metadata | IONIZATION | Neg
AN000578 | measurement_metadata | PRECURSOR_TYPE | Intact Molecule
AN000578 | measurement_metadata | REAGENT_GAS | Nitrogen
AN000578 | measurement_metadata | SOURCE_TEMPERATURE | 325 C
AN000578 | measurement_metadata | DATAFORMAT | .d
AN000578 | measurement_metadata | DESOLVATION_GAS_FLOW | 11 l/min
AN000578 | measurement_metadata | DESOLVATION_TEMPERATURE | 350 C
AN000578 | measurement_metadata | NEBULIZER | 35 psig
AN000578 | measurement_metadata | OCTPOLE_VOLTAGE | 750
AN000578 | measurement_metadata | SCAN_RANGE_MOVERZ | 60-1700 Da
AN000578 | measurement_metadata | SCANNING_CYCLE | 2 Hz
AN000578 | measurement_metadata | SCANNING_RANGE | 60-1700 Da
AN000578 | measurement_metadata | SKIMMER_VOLTAGE | 65
AN000578 | chromatography_metadata | CHROMATOGRAPHY_SUMMARY | UPLC
AN000578 | chromatography_metadata | CHROMATOGRAPHY_TYPE | Reversed phase
AN000578 | chromatography_metadata | INSTRUMENT_NAME | Agilent 6550
AN000578 | chromatography_metadata | COLUMN_NAME | Waters Acquity CSH C18 (100 x 2.1mm, 1.7um) 1.7um Pre-Column
AN000578 | chromatography_metadata | FLOW_GRADIENT | 15% B to 99% B
AN000578 | chromatography_metadata | FLOW_RATE | 0.6 mL/min
AN000578 | chromatography_metadata | COLUMN_TEMPERATURE | 65 C
AN000578 | chromatography_metadata | METHODS_FILENAME | Data Dictionary Fiehn laboratory_CSH QTOF lipidomics_05-29-2014.pdf
AN000578 | chromatography_metadata | SOLVENT_A | 60:40 Acetonitrile:Water +10mM Ammonium Acetate +10mM Acetic Acid
AN000578 | chromatography_metadata | SOLVENT_B | 9:1 Isopropanol:Acetonitrile +10mM Ammonium Acetate +10mM Acetic Acid
AN000578 | chromatography_metadata | COLUMN_PRESSURE | 450-850 bar
AN000578 | chromatography_metadata | INTERNAL_STANDARD | See data dictionary
AN000578 | chromatography_metadata | RETENTION_TIME | See data dictionary
AN000578 | chromatography_metadata | SAMPLE_INJECTION | 5.0 uL
AN000578 | chromatography_metadata | ANALYTICAL_TIME | 13 min
AN000578 | chromatography_metadata | CAPILLARY_VOLTAGE | 3500
AN000578 | chromatography_metadata | TIME_PROGRAM | 15 min
AN000578 | chromatography_metadata | WEAK_WASH_SOLVENT_NAME | Isopropanol
AN000578 | chromatography_metadata | WEAK_WASH_VOLUME | 5 seconds
AN000578 | chromatography_metadata | STRONG_WASH_SOLVENT_NAME | Same
AN000578 | chromatography_metadata | TARGET_SAMPLE_TEMPERATURE | Autosampler temp 4 C
AN000578 | chromatography_metadata | RANDOMIZATION_ORDER | Excel
AN000578 | missingness | n_missing | 108
AN000578 | missingness | n_value | 25555
AN000578 | missingness | perc_missing | 0.422617882997456
AN000578 | binomial_statistics | estimate | 0.836363636363636
AN000578 | binomial_statistics | statistic | 92
AN000578 | binomial_statistics | p.value | 1.89828892737006e-13
AN000578 | binomial_statistics | parameter | 110
AN000578 | binomial_statistics | conf.low | 0.767062096012988
AN000578 | binomial_statistics | conf.high | 1
AN000578 | binomial_statistics | method | Exact binomial test
AN000578 | binomial_statistics | alternative | greater
AN000579 | measurement_metadata | MS_COMMENTS | -
AN000579 | measurement_metadata | INSTRUMENT_NAME | Agilent 5975
AN000579 | measurement_metadata | INSTRUMENT_TYPE | Single quadrupole
AN000579 | measurement_metadata | MS_TYPE | EI
AN000579 | measurement_metadata | ION_MODE | POSITIVE
AN000579 | chromatography_metadata | CHROMATOGRAPHY_SUMMARY | GC/MS methods follow previous studies using a 6890 N GC connected to a 5975 Inert single quadrupole MS (Agilent Technologies, Santa Clara, CA) (Bonikos et al. 1975; Fiehn 2008; Kind et al. 2009). The two wall-coated, open-tubular GC columns connected in series are both from J&W/Agilent (part 122–5512), DB5-MS, 15 meters in length, 0.25 mm in diameter, with an 0.25-l m luminal film. Positive ions generated with conventional electron-ionization at 70 eV are scanned broadly from 600 to 50 m/z in the detector throughout the 45 min cycle time.
AN000579 | chromatography_metadata | CHROMATOGRAPHY_TYPE | GC
AN000579 | chromatography_metadata | INSTRUMENT_NAME | Agilent 6890N
AN000579 | chromatography_metadata | COLUMN_NAME | Agilent DB5-MS (15m Ã— 0.25mm, 0.25um)
AN000579 | missingness | n_missing | 390
AN000579 | missingness | n_value | 2580
AN000579 | missingness | perc_missing | 15.1162790697674
AN000579 | binomial_statistics | estimate | 0.858490566037736
AN000579 | binomial_statistics | statistic | 455
AN000579 | binomial_statistics | p.value | 1.17309217959425e-67
AN000579 | binomial_statistics | parameter | 530
AN000579 | binomial_statistics | conf.low | 0.831154987857785
AN000579 | binomial_statistics | conf.high | 1
AN000579 | binomial_statistics | method | Exact binomial test
AN000579 | binomial_statistics | alternative | greater
AN000582 | measurement_metadata | MS_COMMENTS | -
AN000582 | measurement_metadata | INSTRUMENT_NAME | Leco Pegasus HT TOF
AN000582 | measurement_metadata | INSTRUMENT_TYPE | GC x GC-TOF
AN000582 | measurement_metadata | MS_TYPE | EI
AN000582 | measurement_metadata | ION_MODE | POSITIVE
AN000582 | chromatography_metadata | CHROMATOGRAPHY_TYPE | GC
AN000582 | chromatography_metadata | INSTRUMENT_NAME | Agilent 6890N
AN000582 | chromatography_metadata | COLUMN_NAME | Restek Rtx-5Sil MS (30 x 0.25mm, 0.25um)
AN000582 | missingness | n_missing | 20
AN000582 | missingness | n_value | 13534
AN000582 | missingness | perc_missing | 0.147775971627013
AN000582 | binomial_statistics | estimate | 0.482293423271501
AN000582 | binomial_statistics | statistic | 286
AN000582 | binomial_statistics | p.value | 0.816845325332522
AN000582 | binomial_statistics | parameter | 593
AN000582 | binomial_statistics | conf.low | 0.447819790640514
AN000582 | binomial_statistics | conf.high | 1
AN000582 | binomial_statistics | method | Exact binomial test
AN000582 | binomial_statistics | alternative | greater
AN000583 | measurement_metadata | MS_COMMENTS | -
AN000583 | measurement_metadata | INSTRUMENT_NAME | Agilent 6220 TOF
AN000583 | measurement_metadata | INSTRUMENT_TYPE | TOF
AN000583 | measurement_metadata | MS_TYPE | ESI
AN000583 | measurement_metadata | ION_MODE | UNSPECIFIED
AN000583 | chromatography_metadata | CHROMATOGRAPHY_TYPE | Reversed phase
AN000583 | chromatography_metadata | INSTRUMENT_NAME | Agilent 1200
AN000583 | chromatography_metadata | COLUMN_NAME | -
AN000583 | missingness | n_missing | 206
AN000583 | missingness | n_value | 22914
AN000583 | missingness | perc_missing | 0.899013703412761
AN000583 | binomial_statistics | estimate | 0.796387520525452
AN000583 | binomial_statistics | statistic | 970
AN000583 | binomial_statistics | p.value | 1.78671710356813e-101
AN000583 | binomial_statistics | parameter | 1218
AN000583 | binomial_statistics | conf.low | 0.77647531015074
AN000583 | binomial_statistics | conf.high | 1
AN000583 | binomial_statistics | method | Exact binomial test
AN000583 | binomial_statistics | alternative | greater
AN000584 | measurement_metadata | MS_COMMENTS | -
AN000584 | measurement_metadata | INSTRUMENT_NAME | Waters Synapt G2 Si QTOF
AN000584 | measurement_metadata | INSTRUMENT_TYPE | QTOF
AN000584 | measurement_metadata | MS_TYPE | ESI
AN000584 | measurement_metadata | ION_MODE | POSITIVE
AN000584 | chromatography_metadata | CHROMATOGRAPHY_SUMMARY | UPLC was performed on a Waters Acquity UPLC with an Acquity HSS T3 column (2.1x 100mm x 1.8 µm) at 50 °C using the reversed-phase separation. Water with 0.1% formic acid (mobile phase A) and methanol with 0.1% formic acid (mobile phase B) were used as mobile phases and the metabolites were chromatographically separated using a gradient separation:
AN000584 | chromatography_metadata | CHROMATOGRAPHY_TYPE | Reversed phase
AN000584 | chromatography_metadata | INSTRUMENT_NAME | Synapt G2 Si ESI-Q-TOF
AN000584 | chromatography_metadata | COLUMN_NAME | Acquity HSS T3
AN000584 | chromatography_metadata | METHODS_FILENAME | RTI-RCMRC-RP
AN000584 | missingness | n_missing | 2104
AN000584 | missingness | n_value | 37169
AN000584 | missingness | perc_missing | 5.66063117113724
AN000584 | binomial_statistics | estimate | 0.859170506912442
AN000584 | binomial_statistics | statistic | 4661
AN000584 | binomial_statistics | p.value | 0
AN000584 | binomial_statistics | parameter | 5425
AN000584 | binomial_statistics | conf.low | 0.851167248809513
AN000584 | binomial_statistics | conf.high | 1
AN000584 | binomial_statistics | method | Exact binomial test
AN000584 | binomial_statistics | alternative | greater
AN000585 | measurement_metadata | MS_COMMENTS | -
AN000585 | measurement_metadata | INSTRUMENT_NAME | Waters Synapt G2 Si QTOF
AN000585 | measurement_metadata | INSTRUMENT_TYPE | QTOF
AN000585 | measurement_metadata | MS_TYPE | ESI
AN000585 | measurement_metadata | ION_MODE | NEGATIVE
AN000585 | chromatography_metadata | CHROMATOGRAPHY_SUMMARY | UPLC was performed on a Waters Acquity UPLC with an Acquity HSS T3 column (2.1x 100mm x 1.8 µm) at 50 °C using the reversed-phase separation. Water with 0.1% formic acid (mobile phase A) and methanol with 0.1% formic acid (mobile phase B) were used as mobile phases and the metabolites were chromatographically separated using a gradient separation:
AN000585 | chromatography_metadata | CHROMATOGRAPHY_TYPE | Reversed phase
AN000585 | chromatography_metadata | INSTRUMENT_NAME | Synapt G2 Si ESI-Q-TOF
AN000585 | chromatography_metadata | COLUMN_NAME | Acquity HSS T3
AN000585 | chromatography_metadata | METHODS_FILENAME | RTI-RCMRC-RP
AN000585 | missingness | n_missing | 28
AN000585 | missingness | n_value | 4309
AN000585 | missingness | perc_missing | 0.649802738454398
AN000585 | binomial_statistics | estimate | 1
AN000585 | binomial_statistics | statistic | 97
AN000585 | binomial_statistics | p.value | 6.31088724176812e-30
AN000585 | binomial_statistics | parameter | 97
AN000585 | binomial_statistics | conf.low | 0.969588195963069
AN000585 | binomial_statistics | conf.high | 1
AN000585 | binomial_statistics | method | Exact binomial test
AN000585 | binomial_statistics | alternative | greater
AN000588 | measurement_metadata | MS_COMMENTS | -
AN000588 | measurement_metadata | INSTRUMENT_NAME | Waters Synapt G2 Si QTOF
AN000588 | measurement_metadata | INSTRUMENT_TYPE | QTOF
AN000588 | measurement_metadata | MS_TYPE | ESI
AN000588 | measurement_metadata | ION_MODE | POSITIVE
AN000588 | chromatography_metadata | CHROMATOGRAPHY_SUMMARY | UPLC-MS spectra were collected for all samples. UPLC was performed on a Waters Acquity UPLC with an Acquity HSS T3 column (2.1x 100mm x 1.8 µm) at 50 °C using the reversed-phase separation. Water with 0.1% formic acid (mobile phase A) and methanol with 0.1% formic acid (mobile phase B) were used as mobile phases and the metabolites were chromatographically separated using a gradient separation: (see the 3. Sheridan-Mice-Microglia Cells_RP-Metadata and Analytical Metadata.xlsx file for the flow gradient). Mass spectroscopy analysis was performed using a Synapt G2 Si ESI-Q-TOF using a 10 µL injection volume. UPLC-MS data were collected over 70-1000 m/z in both positive and negative modes.
AN000588 | chromatography_metadata | CHROMATOGRAPHY_TYPE | Reversed phase
AN000588 | chromatography_metadata | INSTRUMENT_NAME | Synapt G2 Si ESI-Q-TOF
AN000588 | chromatography_metadata | COLUMN_NAME | Acquity HSS T3
AN000588 | chromatography_metadata | FLOW_RATE | .4ml/min
AN000588 | chromatography_metadata | METHODS_FILENAME | RTI-RCMRC-RP
AN000588 | chromatography_metadata | SOLVENT_A | Water with 0.1% formic acid
AN000588 | chromatography_metadata | SOLVENT_B | Methanol with 0.1% formic acid
AN000588 | chromatography_metadata | INJECTION_TEMPERATURE | 8 C
AN000588 | missingness | n_missing | 84
AN000588 | missingness | n_value | 28350
AN000588 | missingness | perc_missing | 0.296296296296296
AN000588 | binomial_statistics | estimate | 0.982532751091703
AN000588 | binomial_statistics | statistic | 225
AN000588 | binomial_statistics | p.value | 1.31687471884945e-61
AN000588 | binomial_statistics | parameter | 229
AN000588 | binomial_statistics | conf.low | 0.960476417969603
AN000588 | binomial_statistics | conf.high | 1
AN000588 | binomial_statistics | method | Exact binomial test
AN000588 | binomial_statistics | alternative | greater
AN000592 | measurement_metadata | MS_COMMENTS | -
AN000592 | measurement_metadata | INSTRUMENT_NAME | Waters Synapt G2 Si QTOF
AN000592 | measurement_metadata | INSTRUMENT_TYPE | QTOF
AN000592 | measurement_metadata | MS_TYPE | ESI
AN000592 | measurement_metadata | ION_MODE | POSITIVE
AN000592 | chromatography_metadata | CHROMATOGRAPHY_SUMMARY | UPLC-MS spectra were collected for all samples. UPLC was performed on a Waters Acquity UPLC with an Acquity HSS T3 column (2.1x 100mm x 1.8 µm) at 50 °C using the reversed-phase separation. Water with 0.1% formic acid (mobile phase A) and methanol with 0.1% formic acid (mobile phase B) were used as mobile phases and the metabolites were chromatographically separated using a gradient separation: (see the 3. Sheridan-Mice-Microglia Cells_RP-Metadata and Analytical Metadata.xlsx file for the flow gradient). Mass spectroscopy analysis was performed using a Synapt G2 Si ESI-Q-TOF using a 10 µL injection volume. UPLC-MS data were collected over 70-1000 m/z in both positive and negative modes.
AN000592 | chromatography_metadata | CHROMATOGRAPHY_TYPE | Reversed phase
AN000592 | chromatography_metadata | INSTRUMENT_NAME | Waters Acquity
AN000592 | chromatography_metadata | COLUMN_NAME | Acquity HSS T3
AN000592 | chromatography_metadata | FLOW_RATE | .4ml/min
AN000592 | chromatography_metadata | METHODS_FILENAME | RTI-RCMRC-RP
AN000592 | chromatography_metadata | SOLVENT_A | Water with 0.1% formic acid
AN000592 | chromatography_metadata | SOLVENT_B | Methanol with 0.1% formic acid
AN000592 | chromatography_metadata | INJECTION_TEMPERATURE | 8 C
AN000592 | missingness | n_missing | 527
AN000592 | missingness | n_value | 22248
AN000592 | missingness | perc_missing | 2.36875224739302
AN000592 | binomial_statistics | estimate | 0.835495829471733
AN000592 | binomial_statistics | statistic | 1803
AN000592 | binomial_statistics | p.value | 6.74087130826079e-233
AN000592 | binomial_statistics | parameter | 2158
AN000592 | binomial_statistics | conf.low | 0.82180105207876
AN000592 | binomial_statistics | conf.high | 1
AN000592 | binomial_statistics | method | Exact binomial test
AN000592 | binomial_statistics | alternative | greater
AN000593 | measurement_metadata | MS_COMMENTS | -
AN000593 | measurement_metadata | INSTRUMENT_NAME | Waters Synapt G2 Si QTOF
AN000593 | measurement_metadata | INSTRUMENT_TYPE | QTOF
AN000593 | measurement_metadata | MS_TYPE | ESI
AN000593 | measurement_metadata | ION_MODE | NEGATIVE
AN000593 | chromatography_metadata | CHROMATOGRAPHY_SUMMARY | UPLC-MS spectra were collected for all samples. UPLC was performed on a Waters Acquity UPLC with an Acquity HSS T3 column (2.1x 100mm x 1.8 µm) at 50 °C using the reversed-phase separation. Water with 0.1% formic acid (mobile phase A) and methanol with 0.1% formic acid (mobile phase B) were used as mobile phases and the metabolites were chromatographically separated using a gradient separation: (see the 3. Sheridan-Mice-Microglia Cells_RP-Metadata and Analytical Metadata.xlsx file for the flow gradient). Mass spectroscopy analysis was performed using a Synapt G2 Si ESI-Q-TOF using a 10 µL injection volume. UPLC-MS data were collected over 70-1000 m/z in both positive and negative modes.
AN000593 | chromatography_metadata | CHROMATOGRAPHY_TYPE | Reversed phase
AN000593 | chromatography_metadata | INSTRUMENT_NAME | Waters Acquity
AN000593 | chromatography_metadata | COLUMN_NAME | Acquity HSS T3
AN000593 | chromatography_metadata | FLOW_RATE | .4ml/min
AN000593 | chromatography_metadata | METHODS_FILENAME | RTI-RCMRC-RP
AN000593 | chromatography_metadata | SOLVENT_A | Water with 0.1% formic acid
AN000593 | chromatography_metadata | SOLVENT_B | Methanol with 0.1% formic acid
AN000593 | chromatography_metadata | INJECTION_TEMPERATURE | 8 C
AN000593 | missingness | n_missing | 625
AN000593 | missingness | n_value | 28530
AN000593 | missingness | perc_missing | 2.1906764808973
AN000593 | binomial_statistics | estimate | 0.877168949771689
AN000593 | binomial_statistics | statistic | 1921
AN000593 | binomial_statistics | p.value | 3.44569733680838e-307
AN000593 | binomial_statistics | parameter | 2190
AN000593 | binomial_statistics | conf.low | 0.865027876647516
AN000593 | binomial_statistics | conf.high | 1
AN000593 | binomial_statistics | method | Exact binomial test
AN000593 | binomial_statistics | alternative | greater
AN000595 | measurement_metadata | MS_COMMENTS | -
AN000595 | measurement_metadata | INSTRUMENT_NAME | Waters Synapt G2 Si QTOF
AN000595 | measurement_metadata | INSTRUMENT_TYPE | QTOF
AN000595 | measurement_metadata | MS_TYPE | ESI
AN000595 | measurement_metadata | ION_MODE | POSITIVE
AN000595 | chromatography_metadata | CHROMATOGRAPHY_SUMMARY | UPLC was performed on a Waters Acquity UPLC with an Acquity HSS T3 column (2.1x 100mm x 1.8 µm) at 50 °C using the reversed-phase separation. Water with 0.1% formic acid (mobile phase A) and methanol with 0.1% formic acid (mobile phase B) were used as mobile phases and the metabolites were chromatographically separated using a gradient separation:
AN000595 | chromatography_metadata | CHROMATOGRAPHY_TYPE | Reversed phase
AN000595 | chromatography_metadata | INSTRUMENT_NAME | Synapt G2 Si ESI-Q-TOF
AN000595 | chromatography_metadata | COLUMN_NAME | Acquity HSS T3
AN000595 | chromatography_metadata | METHODS_FILENAME | RTI-RCMRC-RP
AN000595 | missingness | n_missing | 9404
AN000595 | missingness | n_value | 56310
AN000595 | missingness | perc_missing | 16.7004084532055
AN000595 | binomial_statistics | estimate | 0.832956878850103
AN000595 | binomial_statistics | statistic | 8113
AN000595 | binomial_statistics | p.value | 0
AN000595 | binomial_statistics | parameter | 9740
AN000595 | binomial_statistics | conf.low | 0.826615181971168
AN000595 | binomial_statistics | conf.high | 1
AN000595 | binomial_statistics | method | Exact binomial test
AN000595 | binomial_statistics | alternative | greater
AN000596 | measurement_metadata | MS_COMMENTS | -
AN000596 | measurement_metadata | INSTRUMENT_NAME | Waters Synapt G2 Si QTOF
AN000596 | measurement_metadata | INSTRUMENT_TYPE | QTOF
AN000596 | measurement_metadata | MS_TYPE | ESI
AN000596 | measurement_metadata | ION_MODE | NEGATIVE
AN000596 | chromatography_metadata | CHROMATOGRAPHY_SUMMARY | UPLC was performed on a Waters Acquity UPLC with an Acquity HSS T3 column (2.1x 100mm x 1.8 µm) at 50 °C using the reversed-phase separation. Water with 0.1% formic acid (mobile phase A) and methanol with 0.1% formic acid (mobile phase B) were used as mobile phases and the metabolites were chromatographically separated using a gradient separation:
AN000596 | chromatography_metadata | CHROMATOGRAPHY_TYPE | Reversed phase
AN000596 | chromatography_metadata | INSTRUMENT_NAME | Synapt G2 Si ESI-Q-TOF
AN000596 | chromatography_metadata | COLUMN_NAME | Acquity HSS T3
AN000596 | chromatography_metadata | METHODS_FILENAME | RTI-RCMRC-RP
AN000596 | missingness | n_missing | 7068
AN000596 | missingness | n_value | 37800
AN000596 | missingness | perc_missing | 18.6984126984127
AN000596 | binomial_statistics | estimate | 0.756167400881057
AN000596 | binomial_statistics | statistic | 6866
AN000596 | binomial_statistics | p.value | 0
AN000596 | binomial_statistics | parameter | 9080
AN000596 | binomial_statistics | conf.low | 0.748640038721984
AN000596 | binomial_statistics | conf.high | 1
AN000596 | binomial_statistics | method | Exact binomial test
AN000596 | binomial_statistics | alternative | greater
AN000616 | measurement_metadata | MS_COMMENTS | -
AN000616 | measurement_metadata | INSTRUMENT_NAME | Agilent 6530 QTOF Accurate Mass QTOF
AN000616 | measurement_metadata | INSTRUMENT_TYPE | QTOF
AN000616 | measurement_metadata | MS_TYPE | ESI
AN000616 | measurement_metadata | ION_MODE | POSITIVE
AN000616 | measurement_metadata | CAPILLARY_VOLTAGE | 3500
AN000616 | measurement_metadata | COLLISION_GAS | Nitrogen
AN000616 | measurement_metadata | DRY_GAS_FLOW | 8 L/min
AN000616 | measurement_metadata | DRY_GAS_TEMP | 325 C
AN000616 | measurement_metadata | FRAGMENT_VOLTAGE | 120
AN000616 | measurement_metadata | FRAGMENTATION_METHOD | Auto MS/MS
AN000616 | measurement_metadata | ION_SOURCE_TEMPERATURE | 325 C
AN000616 | measurement_metadata | ION_SPRAY_VOLTAGE | 1000
AN000616 | measurement_metadata | IONIZATION | Pos
AN000616 | measurement_metadata | PRECURSOR_TYPE | Intact Molecule
AN000616 | measurement_metadata | REAGENT_GAS | Nitrogen
AN000616 | measurement_metadata | SOURCE_TEMPERATURE | 325 C
AN000616 | measurement_metadata | DATAFORMAT | .d
AN000616 | measurement_metadata | DESOLVATION_GAS_FLOW | 11 L/min
AN000616 | measurement_metadata | DESOLVATION_TEMPERATURE | 350 C
AN000616 | measurement_metadata | NEBULIZER | 35 psig
AN000616 | measurement_metadata | OCTPOLE_VOLTAGE | 750
AN000616 | measurement_metadata | RESOLUTION_SETTING | extended dynamic range
AN000616 | measurement_metadata | SCAN_RANGE_MOVERZ | 60-1700 Da
AN000616 | measurement_metadata | SCANNING_CYCLE | 2 Hz
AN000616 | measurement_metadata | SCANNING_RANGE | 60-1700 Da
AN000616 | measurement_metadata | SKIMMER_VOLTAGE | 65
AN000616 | chromatography_metadata | CHROMATOGRAPHY_TYPE | Reversed phase
AN000616 | chromatography_metadata | INSTRUMENT_NAME | Agilent 1290 Infinity Accurate Mass QTOF
AN000616 | chromatography_metadata | COLUMN_NAME | Waters Acquity BEH C18 (100 x 2.1mm, 1.7um)
AN000616 | chromatography_metadata | FLOW_GRADIENT | 0% B to 99%B
AN000616 | chromatography_metadata | FLOW_RATE | 0.5 mL/min
AN000616 | chromatography_metadata | COLUMN_TEMPERATURE | 65 C
AN000616 | chromatography_metadata | SOLVENT_A | Water/Acetonitrile 95:5 with 0.1% acetic acid
AN000616 | chromatography_metadata | SOLVENT_B | 100% Acetonitrile with 0.1% acetic acid
AN000616 | chromatography_metadata | COLUMN_PRESSURE | 1200 bar
AN000616 | chromatography_metadata | INTERNAL_STANDARD | CUDA
AN000616 | chromatography_metadata | SAMPLE_INJECTION | 3uL
AN000616 | chromatography_metadata | ANALYTICAL_TIME | 15 min
AN000616 | chromatography_metadata | TARGET_SAMPLE_TEMPERATURE | Autosampler temp 4 C
AN000616 | chromatography_metadata | RANDOMIZATION_ORDER | Excel generated
AN000616 | missingness | n_missing | 22806
AN000616 | missingness | n_value | 120320
AN000616 | missingness | perc_missing | 18.954454787234
AN000616 | binomial_statistics | estimate | 0.586559746675854
AN000616 | binomial_statistics | statistic | 40011
AN000616 | binomial_statistics | p.value | 0
AN000616 | binomial_statistics | parameter | 68213
AN000616 | binomial_statistics | conf.low | 0.583448349817451
AN000616 | binomial_statistics | conf.high | 1
AN000616 | binomial_statistics | method | Exact binomial test
AN000616 | binomial_statistics | alternative | greater
AN000617 | measurement_metadata | MS_COMMENTS | -
AN000617 | measurement_metadata | INSTRUMENT_NAME | Agilent 6530 QTOF Accurate Mass QTOF
AN000617 | measurement_metadata | INSTRUMENT_TYPE | QTOF
AN000617 | measurement_metadata | MS_TYPE | ESI
AN000617 | measurement_metadata | ION_MODE | NEGATIVE
AN000617 | measurement_metadata | CAPILLARY_VOLTAGE | 3500
AN000617 | measurement_metadata | COLLISION_GAS | Nitrogen
AN000617 | measurement_metadata | DRY_GAS_FLOW | 13 L/min
AN000617 | measurement_metadata | DRY_GAS_TEMP | 200 C
AN000617 | measurement_metadata | FRAGMENT_VOLTAGE | 175
AN000617 | measurement_metadata | FRAGMENTATION_METHOD | Auto MS/MS
AN000617 | measurement_metadata | ION_SOURCE_TEMPERATURE | 325 C
AN000617 | measurement_metadata | ION_SPRAY_VOLTAGE | 1000
AN000617 | measurement_metadata | IONIZATION | Neg
AN000617 | measurement_metadata | DATAFORMAT | .d
AN000617 | measurement_metadata | DESOLVATION_GAS_FLOW | 11 L/min
AN000617 | measurement_metadata | DESOLVATION_TEMPERATURE | 350 C
AN000617 | measurement_metadata | NEBULIZER | 35 psig
AN000617 | measurement_metadata | OCTPOLE_VOLTAGE | 750
AN000617 | measurement_metadata | SCAN_RANGE_MOVERZ | 60-1700 Da
AN000617 | measurement_metadata | SCANNING_CYCLE | 2Hz
AN000617 | measurement_metadata | SCANNING_RANGE | 60-1700
AN000617 | measurement_metadata | SKIMMER_VOLTAGE | 65
AN000617 | chromatography_metadata | CHROMATOGRAPHY_TYPE | Reversed phase
AN000617 | chromatography_metadata | INSTRUMENT_NAME | Agilent 1290 Infinity Accurate Mass QTOF
AN000617 | chromatography_metadata | COLUMN_NAME | Waters Acquity BEH C18 (100 x 2.1mm, 1.7um)
AN000617 | chromatography_metadata | FLOW_GRADIENT | 0% B to 99%B
AN000617 | chromatography_metadata | FLOW_RATE | 0.5 mL/min
AN000617 | chromatography_metadata | COLUMN_TEMPERATURE | 65 C
AN000617 | chromatography_metadata | SOLVENT_A | Water/Acetonitrile 95:5 with 0.1% acetic acid
AN000617 | chromatography_metadata | SOLVENT_B | 100% Acetonitrile with 0.1% acetic acid
AN000617 | chromatography_metadata | COLUMN_PRESSURE | 1200 bar
AN000617 | chromatography_metadata | INTERNAL_STANDARD | CUDA
AN000617 | chromatography_metadata | SAMPLE_INJECTION | 3uL
AN000617 | chromatography_metadata | ANALYTICAL_TIME | 15 min
AN000617 | chromatography_metadata | TARGET_SAMPLE_TEMPERATURE | Autosampler temp 4 C
AN000617 | chromatography_metadata | RANDOMIZATION_ORDER | Excel generated
AN000617 | missingness | n_missing | 13323
AN000617 | missingness | n_value | 63732
AN000617 | missingness | perc_missing | 20.9047260402937
AN000617 | binomial_statistics | estimate | 0.615584799645128
AN000617 | binomial_statistics | statistic | 20816
AN000617 | binomial_statistics | p.value | 0
AN000617 | binomial_statistics | parameter | 33815
AN000617 | binomial_statistics | conf.low | 0.611211516309972
AN000617 | binomial_statistics | conf.high | 1
AN000617 | binomial_statistics | method | Exact binomial test
AN000617 | binomial_statistics | alternative | greater
AN000618 | measurement_metadata | MS_COMMENTS | -
AN000618 | measurement_metadata | INSTRUMENT_NAME | Leco Pegasus IV TOF
AN000618 | measurement_metadata | INSTRUMENT_TYPE | GC-TOF
AN000618 | measurement_metadata | MS_TYPE | EI
AN000618 | measurement_metadata | ION_MODE | POSITIVE
AN000618 | measurement_metadata | ION_SOURCE_TEMPERATURE | 250 C
AN000618 | measurement_metadata | IONIZATION_ENERGY | 70 eV
AN000618 | measurement_metadata | MASS_ACCURACY | Nominal
AN000618 | measurement_metadata | SOURCE_TEMPERATURE | 250 C
AN000618 | measurement_metadata | SCAN_RANGE_MOVERZ | 85-500 Da
AN000618 | measurement_metadata | SCANNING_CYCLE | 17 Hz
AN000618 | measurement_metadata | SCANNING_RANGE | 85-500 Da
AN000618 | measurement_metadata | SKIMMER_VOLTAGE | 1850 V
AN000618 | chromatography_metadata | CHROMATOGRAPHY_TYPE | GC
AN000618 | chromatography_metadata | INSTRUMENT_NAME | Agilent 6890N
AN000618 | chromatography_metadata | COLUMN_NAME | Restek Corporation Rtx-5Sil MS
AN000618 | chromatography_metadata | FLOW_RATE | 1 ml/min
AN000618 | chromatography_metadata | COLUMN_TEMPERATURE | 50-330C
AN000618 | chromatography_metadata | METHODS_FILENAME | GCTOF_MS_primary_metabolism_10-15-2013_general.pdf
AN000618 | chromatography_metadata | COLUMN_PRESSURE | 7.7 PSI
AN000618 | chromatography_metadata | INJECTION_TEMPERATURE | 50 C ramped to 2580 C by 12C/s
AN000618 | chromatography_metadata | SAMPLE_INJECTION | 0.5 uL
AN000618 | chromatography_metadata | OVEN_TEMPERATURE | 50°C for 1 min, then ramped at 20°C/min to 330°C, held constant for 5 min
AN000618 | chromatography_metadata | TRANSFERLINE_TEMPERATURE | 230C
AN000618 | chromatography_metadata | WASHING_BUFFER | Ethyl Acetate
AN000618 | chromatography_metadata | SAMPLE_LOOP_SIZE | 30 m length x 0.25 mm internal diameter
AN000618 | chromatography_metadata | RANDOMIZATION_ORDER | Excel generated
AN000618 | missingness | n_missing | 71
AN000618 | missingness | n_value | 5936
AN000618 | missingness | perc_missing | 1.19609164420485
AN000618 | binomial_statistics | estimate | 0.676975945017182
AN000618 | binomial_statistics | statistic | 197
AN000618 | binomial_statistics | p.value | 7.62633830406171e-10
AN000618 | binomial_statistics | parameter | 291
AN000618 | binomial_statistics | conf.low | 0.628955366255484
AN000618 | binomial_statistics | conf.high | 1
AN000618 | binomial_statistics | method | Exact binomial test
AN000618 | binomial_statistics | alternative | greater
AN000645 | measurement_metadata | INSTRUMENT_NAME | ABI Sciex API 4000 QTrap
AN000645 | measurement_metadata | INSTRUMENT_TYPE | Triple quadrupole
AN000645 | measurement_metadata | MS_TYPE | ESI
AN000645 | measurement_metadata | MS_COMMENTS | Biocrates combines a pos and negative mode for analysis
AN000645 | measurement_metadata | ION_MODE | UNSPECIFIED
AN000645 | chromatography_metadata | CHROMATOGRAPHY_SUMMARY | Biocrates P180 analysis combines a RP for positive mode MS , a flow injection for both pos and neg mode MS
AN000645 | chromatography_metadata | INSTRUMENT_NAME | Agilent 1100
AN000645 | chromatography_metadata | COLUMN_NAME | Agilent Eclipse XDB-C18 (100 x 3.0mm,3.5um)
AN000645 | chromatography_metadata | COLUMN_PRESSURE | 30-120 bar for RP and 4-50 bar for FIA
AN000645 | chromatography_metadata | COLUMN_TEMPERATURE | 50 c fro RP and RT for FIA
AN000645 | chromatography_metadata | FLOW_RATE | 0.5 ml/min for RP and 0.2 ml/min for FIA
AN000645 | chromatography_metadata | SAMPLE_INJECTION | 10 ul
AN000645 | chromatography_metadata | SOLVENT_A | water with 0.2% formic acid
AN000645 | chromatography_metadata | SOLVENT_B | acetonitrile with 0.2% formic acid for RP, Methanol with Biocrates FIA Solvent
AN000645 | chromatography_metadata | CHROMATOGRAPHY_TYPE | Reversed phase
AN000645 | missingness | n_missing | 431
AN000645 | missingness | n_value | 27132
AN000645 | missingness | perc_missing | 1.58853014890167
AN000645 | binomial_statistics | estimate | 0.825
AN000645 | binomial_statistics | statistic | 660
AN000645 | binomial_statistics | p.value | 9.19424697976031e-82
AN000645 | binomial_statistics | parameter | 800
AN000645 | binomial_statistics | conf.low | 0.801397251068933
AN000645 | binomial_statistics | conf.high | 1
AN000645 | binomial_statistics | method | Exact binomial test
AN000645 | binomial_statistics | alternative | greater
AN000647 | measurement_metadata | INSTRUMENT_NAME | Bruker Avance III
AN000647 | measurement_metadata | INSTRUMENT_TYPE | FTNMR
AN000647 | measurement_metadata | NMR_EXPERIMENT_TYPE | 1D1H
AN000647 | measurement_metadata | SPECTROMETER_FREQUENCY | 700.13 MHz
AN000647 | chromatography_metadata | CHROMATOGRAPHY_TYPE | -
AN000647 | chromatography_metadata | INSTRUMENT_NAME | -
AN000647 | chromatography_metadata | COLUMN_NAME | -
AN000647 | missingness | n_missing | 1328
AN000647 | missingness | n_value | 23296
AN000647 | missingness | perc_missing | 5.70054945054945
AN000647 | binomial_statistics | estimate | 0.977034785545424
AN000647 | binomial_statistics | statistic | 5786
AN000647 | binomial_statistics | p.value | 0
AN000647 | binomial_statistics | parameter | 5922
AN000647 | binomial_statistics | conf.low | 0.973568489949839
AN000647 | binomial_statistics | conf.high | 1
AN000647 | binomial_statistics | method | Exact binomial test
AN000647 | binomial_statistics | alternative | greater
AN000648 | measurement_metadata | INSTRUMENT_NAME | Bruker Avance III
AN000648 | measurement_metadata | INSTRUMENT_TYPE | FT-NMR
AN000648 | measurement_metadata | NMR_EXPERIMENT_TYPE | 1D-1H
AN000648 | measurement_metadata | SPECTROMETER_FREQUENCY | 700.13 MHz
AN000648 | chromatography_metadata | CHROMATOGRAPHY_TYPE | -
AN000648 | chromatography_metadata | INSTRUMENT_NAME | -
AN000648 | chromatography_metadata | COLUMN_NAME | -
AN000648 | missingness | n_missing | 974
AN000648 | missingness | n_value | 11286
AN000648 | missingness | perc_missing | 8.63016126174021
AN000648 | binomial_statistics | estimate | 0.994516792323509
AN000648 | binomial_statistics | statistic | 1451
AN000648 | binomial_statistics | p.value | 0
AN000648 | binomial_statistics | parameter | 1459
AN000648 | binomial_statistics | conf.low | 0.990128288780374
AN000648 | binomial_statistics | conf.high | 1
AN000648 | binomial_statistics | method | Exact binomial test
AN000648 | binomial_statistics | alternative | greater
AN000651 | measurement_metadata | INSTRUMENT_NAME | Bruker Avance III
AN000651 | measurement_metadata | INSTRUMENT_TYPE | FT-NMR
AN000651 | measurement_metadata | NMR_EXPERIMENT_TYPE | 1D-1H
AN000651 | measurement_metadata | SPECTROMETER_FREQUENCY | 700.13 MHz
AN000651 | chromatography_metadata | CHROMATOGRAPHY_TYPE | -
AN000651 | chromatography_metadata | INSTRUMENT_NAME | -
AN000651 | chromatography_metadata | COLUMN_NAME | -
AN000651 | missingness | n_missing | 69
AN000651 | missingness | n_value | 3180
AN000651 | missingness | perc_missing | 2.16981132075472
AN000651 | binomial_statistics | estimate | 1
AN000651 | binomial_statistics | statistic | 211
AN000651 | binomial_statistics | p.value | 3.03858167864316e-64
AN000651 | binomial_statistics | parameter | 211
AN000651 | binomial_statistics | conf.low | 0.985902529935192
AN000651 | binomial_statistics | conf.high | 1
AN000651 | binomial_statistics | method | Exact binomial test
AN000651 | binomial_statistics | alternative | greater
AN000653 | measurement_metadata | MS_COMMENTS | -
AN000653 | measurement_metadata | INSTRUMENT_NAME | Agilent 6530 QTOF
AN000653 | measurement_metadata | INSTRUMENT_TYPE | QTOF
AN000653 | measurement_metadata | MS_TYPE | ESI
AN000653 | measurement_metadata | ION_MODE | POSITIVE
AN000653 | measurement_metadata | CAPILLARY_VOLTAGE | 3500 V
AN000653 | measurement_metadata | COLLISION_GAS | Nitrogen
AN000653 | measurement_metadata | DRY_GAS_FLOW | 8 L/min
AN000653 | measurement_metadata | DRY_GAS_TEMP | 325 C
AN000653 | measurement_metadata | FRAGMENT_VOLTAGE | 120 V
AN000653 | measurement_metadata | FRAGMENTATION_METHOD | Auto MS/MS
AN000653 | measurement_metadata | ION_SOURCE_TEMPERATURE | 325 C
AN000653 | measurement_metadata | ION_SPRAY_VOLTAGE | 1000 V
AN000653 | measurement_metadata | IONIZATION | Pos
AN000653 | measurement_metadata | PRECURSOR_TYPE | Intact Molecule
AN000653 | measurement_metadata | REAGENT_GAS | Nitrogen
AN000653 | measurement_metadata | SOURCE_TEMPERATURE | 325 C
AN000653 | measurement_metadata | DATAFORMAT | .d
AN000653 | measurement_metadata | DESOLVATION_GAS_FLOW | 11 L/min
AN000653 | measurement_metadata | DESOLVATION_TEMPERATURE | 350 C
AN000653 | measurement_metadata | NEBULIZER | 35 psig
AN000653 | measurement_metadata | OCTPOLE_VOLTAGE | 750 V
AN000653 | measurement_metadata | RESOLUTION_SETTING | extended dynamic range
AN000653 | measurement_metadata | SCAN_RANGE_MOVERZ | 60-1700 Da
AN000653 | measurement_metadata | SCANNING_CYCLE | 2 Hz
AN000653 | measurement_metadata | SCANNING_RANGE | 60-1700 Da
AN000653 | measurement_metadata | SKIMMER_VOLTAGE | 65 V
AN000653 | chromatography_metadata | CHROMATOGRAPHY_TYPE | Reversed phase
AN000653 | chromatography_metadata | INSTRUMENT_NAME | Agilent 6530
AN000653 | chromatography_metadata | COLUMN_NAME | Waters Acquity CSH C18 (100 x 2.1mm, 1.7um) 1.7um Pre-Column
AN000653 | chromatography_metadata | FLOW_GRADIENT | 15% B to 99%B
AN000653 | chromatography_metadata | FLOW_RATE | 0.6 mL/min
AN000653 | chromatography_metadata | COLUMN_TEMPERATURE | 65 C
AN000653 | chromatography_metadata | METHODS_FILENAME | Data_Dictionary_Fiehn_laboratory_CSH_QTOF_lipidomics_05-29-2014.pdf
AN000653 | chromatography_metadata | SOLVENT_A | 60:40 Acetonitrile:Water +10mM Ammonium Formate +10mM Formic Acid
AN000653 | chromatography_metadata | SOLVENT_B | 9:1 Isopropanol:Acetonitrile +10mM Ammonium Formate +10mM Formic Acid
AN000653 | chromatography_metadata | COLUMN_PRESSURE | 450-850 bar
AN000653 | chromatography_metadata | INTERNAL_STANDARD | See data dictionary
AN000653 | chromatography_metadata | RETENTION_TIME | See data dictionary
AN000653 | chromatography_metadata | SAMPLE_INJECTION | 1.67 uL
AN000653 | chromatography_metadata | ANALYTICAL_TIME | 13 min
AN000653 | chromatography_metadata | CAPILLARY_VOLTAGE | 3500 V
AN000653 | chromatography_metadata | TIME_PROGRAM | 15 min
AN000653 | chromatography_metadata | WEAK_WASH_SOLVENT_NAME | Isopropanol
AN000653 | chromatography_metadata | STRONG_WASH_SOLVENT_NAME | Isopropanol
AN000653 | chromatography_metadata | TARGET_SAMPLE_TEMPERATURE | Autosampler temp 4 C
AN000653 | chromatography_metadata | RANDOMIZATION_ORDER | Excel generated
AN000653 | missingness | n_missing | 812
AN000653 | missingness | n_value | 20520
AN000653 | missingness | perc_missing | 3.95711500974659
AN000653 | binomial_statistics | estimate | 0.865971107544141
AN000653 | binomial_statistics | statistic | 1079
AN000653 | binomial_statistics | p.value | 5.03209133282691e-164
AN000653 | binomial_statistics | parameter | 1246
AN000653 | binomial_statistics | conf.low | 0.849052413207277
AN000653 | binomial_statistics | conf.high | 1
AN000653 | binomial_statistics | method | Exact binomial test
AN000653 | binomial_statistics | alternative | greater
AN000654 | measurement_metadata | MS_COMMENTS | -
AN000654 | measurement_metadata | INSTRUMENT_NAME | Agilent 6550 QTOF
AN000654 | measurement_metadata | INSTRUMENT_TYPE | QTOF
AN000654 | measurement_metadata | MS_TYPE | ESI
AN000654 | measurement_metadata | ION_MODE | NEGATIVE
AN000654 | measurement_metadata | CAPILLARY_VOLTAGE | 3500 V
AN000654 | measurement_metadata | COLLISION_GAS | Nitrogen
AN000654 | measurement_metadata | DRY_GAS_FLOW | 13 L/min
AN000654 | measurement_metadata | DRY_GAS_TEMP | 200 C
AN000654 | measurement_metadata | FRAGMENT_VOLTAGE | 175 V
AN000654 | measurement_metadata | FRAGMENTATION_METHOD | Auto MS/MS
AN000654 | measurement_metadata | ION_SOURCE_TEMPERATURE | 325 C
AN000654 | measurement_metadata | ION_SPRAY_VOLTAGE | 1000 V
AN000654 | measurement_metadata | IONIZATION | Neg
AN000654 | measurement_metadata | PRECURSOR_TYPE | Intact Molecule
AN000654 | measurement_metadata | REAGENT_GAS | Nitrogen
AN000654 | measurement_metadata | SOURCE_TEMPERATURE | 325 C
AN000654 | measurement_metadata | DATAFORMAT | .d
AN000654 | measurement_metadata | DESOLVATION_GAS_FLOW | 11 L/min
AN000654 | measurement_metadata | DESOLVATION_TEMPERATURE | 350 C
AN000654 | measurement_metadata | NEBULIZER | 35 psig
AN000654 | measurement_metadata | OCTPOLE_VOLTAGE | 750 V
AN000654 | measurement_metadata | RESOLUTION_SETTING | extended dynamic range
AN000654 | measurement_metadata | SCAN_RANGE_MOVERZ | 60-1700 Da
AN000654 | measurement_metadata | SCANNING_CYCLE | 2 Hz
AN000654 | measurement_metadata | SCANNING_RANGE | 60-1700 Da
AN000654 | measurement_metadata | SKIMMER_VOLTAGE | 65 V
AN000654 | chromatography_metadata | CHROMATOGRAPHY_TYPE | Reversed phase
AN000654 | chromatography_metadata | INSTRUMENT_NAME | Agilent 6550
AN000654 | chromatography_metadata | COLUMN_NAME | Waters Acquity CSH C18 (100 x 2.1mm, 1.7um) 1.7um Pre-Column
AN000654 | chromatography_metadata | FLOW_GRADIENT | 15% B to 99%B
AN000654 | chromatography_metadata | FLOW_RATE | 0.6 mL/min
AN000654 | chromatography_metadata | COLUMN_TEMPERATURE | 65 C
AN000654 | chromatography_metadata | METHODS_FILENAME | Data_Dictionary_Fiehn_laboratory_CSH_QTOF_lipidomics_05-29-2014.pdf
AN000654 | chromatography_metadata | SOLVENT_A | 60:40 Acetonitrile:Water +10mM Ammonium Acetate +10mM Acetic Acid
AN000654 | chromatography_metadata | SOLVENT_B | 9:1 Isopropanol:Acetonitrile +10mM Ammonium Acetate +10mM Acetic Acid
AN000654 | chromatography_metadata | COLUMN_PRESSURE | 450-850 bar
AN000654 | chromatography_metadata | INTERNAL_STANDARD | See data dictionary
AN000654 | chromatography_metadata | RETENTION_TIME | See data dictionary
AN000654 | chromatography_metadata | SAMPLE_INJECTION | 5 uL
AN000654 | chromatography_metadata | ANALYTICAL_TIME | 13 min
AN000654 | chromatography_metadata | CAPILLARY_VOLTAGE | 3500 V
AN000654 | chromatography_metadata | TIME_PROGRAM | 15 min
AN000654 | chromatography_metadata | WEAK_WASH_SOLVENT_NAME | Isopropanol
AN000654 | chromatography_metadata | STRONG_WASH_SOLVENT_NAME | Isopropanol
AN000654 | chromatography_metadata | TARGET_SAMPLE_TEMPERATURE | Autosampler temp 4 C
AN000654 | chromatography_metadata | RANDOMIZATION_ORDER | Excel generated
AN000654 | missingness | n_missing | 421
AN000654 | missingness | n_value | 5232
AN000654 | missingness | perc_missing | 8.04663608562691
AN000654 | binomial_statistics | estimate | 0.774193548387097
AN000654 | binomial_statistics | statistic | 552
AN000654 | binomial_statistics | p.value | 2.95667012368059e-51
AN000654 | binomial_statistics | parameter | 713
AN000654 | binomial_statistics | conf.low | 0.746915343378837
AN000654 | binomial_statistics | conf.high | 1
AN000654 | binomial_statistics | method | Exact binomial test
AN000654 | binomial_statistics | alternative | greater
AN000664 | measurement_metadata | MS_COMMENTS | -
AN000664 | measurement_metadata | INSTRUMENT_NAME | Agilent 6220 TOF
AN000664 | measurement_metadata | INSTRUMENT_TYPE | TOF
AN000664 | measurement_metadata | MS_TYPE | ESI
AN000664 | measurement_metadata | ION_MODE | NEGATIVE
AN000664 | measurement_metadata | CAPILLARY_TEMPERATURE | 300°C
AN000664 | measurement_metadata | CAPILLARY_VOLTAGE | 3.5 kV
AN000664 | measurement_metadata | FRAGMENT_VOLTAGE | 150 V
AN000664 | measurement_metadata | MASS_ACCURACY | <5 parts per million and ~20000 respectively
AN000664 | measurement_metadata | NEBULIZER | nebulizer gas 325°C
AN000664 | measurement_metadata | OCTPOLE_VOLTAGE | 250 V
AN000664 | measurement_metadata | SCAN_RANGE_MOVERZ | 50-1200
AN000664 | measurement_metadata | SCANNING_CYCLE | 0.5 s
AN000664 | measurement_metadata | SKIMMER_VOLTAGE | 58 V
AN000664 | chromatography_metadata | CHROMATOGRAPHY_SUMMARY | The liquid chromatography platform consisted of an Acquity UPLC system (Waters, Milford, MA). Plasma metabolite separation was achieved using both hydrophilic interaction chromatography (ethylene-bridged hybrid 2.1 × 150 mm, 1.7 μm; Waters) and reversed-phase liquid chromatography C18 (high-strength silica 2.1 × 150 mm, 1.8 μm; Waters). For each column, the run time was 20 min at a flow rate of 400 μL/min. Reverse-phase chromatography was performed using 99% solvent A (5 mmol/L NH4 acetate, 0.1% formic acid, and 1% acetonitrile) to 100% solvent B (95% acetonitrile with 0.1% formic acid). The gradient was 0 min, 0% B; 1 min, 0% B; 3 min, 5% B; 13.0 min, 100% B; 16 min, 100% B; 16.5 min, 0% B; and 20 min, 0% B. Other LC parameters were injection volume 5 μL and column temperature 50°C. Each sample was injected in triplicate with blank injections between each sample. Quality controls and standards were run at the beginning and end of the sequence.
AN000664 | chromatography_metadata | CHROMATOGRAPHY_TYPE | HILIC
AN000664 | chromatography_metadata | INSTRUMENT_NAME | Agilent 6220
AN000664 | chromatography_metadata | COLUMN_NAME | None
AN000664 | missingness | n_missing | 21678
AN000664 | missingness | n_value | 74256
AN000664 | missingness | perc_missing | 29.1936005171299
AN000664 | binomial_statistics | estimate | 0.574817996124234
AN000664 | binomial_statistics | statistic | 21950
AN000664 | binomial_statistics | p.value | 6.84807455638778e-189
AN000664 | binomial_statistics | parameter | 38186
AN000664 | binomial_statistics | conf.low | 0.570639510932542
AN000664 | binomial_statistics | conf.high | 1
AN000664 | binomial_statistics | method | Exact binomial test
AN000664 | binomial_statistics | alternative | greater
AN000666 | measurement_metadata | MS_COMMENTS | -
AN000666 | measurement_metadata | INSTRUMENT_NAME | Agilent 6220 TOF
AN000666 | measurement_metadata | INSTRUMENT_TYPE | TOF
AN000666 | measurement_metadata | MS_TYPE | ESI
AN000666 | measurement_metadata | ION_MODE | NEGATIVE
AN000666 | measurement_metadata | CAPILLARY_TEMPERATURE | 300°C
AN000666 | measurement_metadata | CAPILLARY_VOLTAGE | 3.5 kV
AN000666 | measurement_metadata | FRAGMENT_VOLTAGE | 150 V
AN000666 | measurement_metadata | MASS_ACCURACY | <5 parts per million and ~20000 respectively
AN000666 | measurement_metadata | NEBULIZER | nebulizer gas 325°C
AN000666 | measurement_metadata | OCTPOLE_VOLTAGE | 250 V
AN000666 | measurement_metadata | SCAN_RANGE_MOVERZ | 50-1200
AN000666 | measurement_metadata | SCANNING_CYCLE | 0.5 s
AN000666 | measurement_metadata | SKIMMER_VOLTAGE | 58 V
AN000666 | chromatography_metadata | CHROMATOGRAPHY_SUMMARY | The liquid chromatography platform consisted of an Acquity UPLC system (Waters, Milford, MA). Plasma metabolite separation was achieved using both hydrophilic interaction chromatography (ethylene-bridged hybrid 2.1 × 150 mm, 1.7 μm; Waters) and reversed-phase liquid chromatography C18 (high-strength silica 2.1 × 150 mm, 1.8 μm; Waters). For each column, the run time was 20 min at a flow rate of 400 μL/min. Reverse-phase chromatography was performed using 99% solvent A (5 mmol/L NH4 acetate, 0.1% formic acid, and 1% acetonitrile) to 100% solvent B (95% acetonitrile with 0.1% formic acid). The gradient was 0 min, 0% B; 1 min, 0% B; 3 min, 5% B; 13.0 min, 100% B; 16 min, 100% B; 16.5 min, 0% B; and 20 min, 0% B. Other LC parameters were injection volume 5 μL and column temperature 50°C. Each sample was injected in triplicate with blank injections between each sample. Quality controls and standards were run at the beginning and end of the sequence.
AN000666 | chromatography_metadata | CHROMATOGRAPHY_TYPE | Reversed phase
AN000666 | chromatography_metadata | INSTRUMENT_NAME | Agilent 6220
AN000666 | chromatography_metadata | COLUMN_NAME | None
AN000666 | missingness | n_missing | 8009
AN000666 | missingness | n_value | 24970
AN000666 | missingness | perc_missing | 32.0744893872647
AN000666 | binomial_statistics | estimate | 0.593089021461223
AN000666 | binomial_statistics | statistic | 7655
AN000666 | binomial_statistics | p.value | 4.35335292109633e-100
AN000666 | binomial_statistics | parameter | 12907
AN000666 | binomial_statistics | conf.low | 0.585922739458903
AN000666 | binomial_statistics | conf.high | 1
AN000666 | binomial_statistics | method | Exact binomial test
AN000666 | binomial_statistics | alternative | greater
AN000669 | measurement_metadata | MS_COMMENTS | -
AN000669 | measurement_metadata | INSTRUMENT_NAME | Agilent 6220 TOF
AN000669 | measurement_metadata | INSTRUMENT_TYPE | TOF
AN000669 | measurement_metadata | MS_TYPE | ESI
AN000669 | measurement_metadata | ION_MODE | POSITIVE
AN000669 | measurement_metadata | CAPILLARY_TEMPERATURE | 300°C
AN000669 | measurement_metadata | CAPILLARY_VOLTAGE | 3.5 kV
AN000669 | measurement_metadata | FRAGMENT_VOLTAGE | 150 V
AN000669 | measurement_metadata | MASS_ACCURACY | <5 parts per million and ~20000 respectively
AN000669 | measurement_metadata | NEBULIZER | nebulizer gas 325°C
AN000669 | measurement_metadata | OCTPOLE_VOLTAGE | 250 V
AN000669 | measurement_metadata | SCAN_RANGE_MOVERZ | 50-1200
AN000669 | measurement_metadata | SCANNING_CYCLE | 0.5 s
AN000669 | measurement_metadata | SKIMMER_VOLTAGE | 58 V
AN000669 | chromatography_metadata | CHROMATOGRAPHY_SUMMARY | The liquid chromatography platform consisted of an Acquity UPLC system (Waters, Milford, MA). Plasma metabolite separation was achieved using both hydrophilic interaction chromatography (ethylene-bridged hybrid 2.1 × 150 mm, 1.7 μm; Waters) and reversed-phase liquid chromatography C18 (high-strength silica 2.1 × 150 mm, 1.8 μm; Waters). For each column, the run time was 20 min at a flow rate of 400 μL/min. Reverse-phase chromatography was performed using 99% solvent A (5 mmol/L NH4 acetate, 0.1% formic acid, and 1% acetonitrile) to 100% solvent B (95% acetonitrile with 0.1% formic acid). The gradient was 0 min, 0% B; 1 min, 0% B; 3 min, 5% B; 13.0 min, 100% B; 16 min, 100% B; 16.5 min, 0% B; and 20 min, 0% B. Other LC parameters were injection volume 5 μL and column temperature 50°C. Each sample was injected in triplicate with blank injections between each sample. Quality controls and standards were run at the beginning and end of the sequence.
AN000669 | chromatography_metadata | CHROMATOGRAPHY_TYPE | Reversed phase
AN000669 | chromatography_metadata | INSTRUMENT_NAME | Agilent 6220
AN000669 | chromatography_metadata | COLUMN_NAME | none
AN000669 | missingness | n_missing | 18113
AN000669 | missingness | n_value | 76500
AN000669 | missingness | perc_missing | 23.6771241830065
AN000669 | binomial_statistics | estimate | 0.56823286521315
AN000669 | binomial_statistics | statistic | 25046
AN000669 | binomial_statistics | p.value | 2.5242063663749e-181
AN000669 | binomial_statistics | parameter | 44077
AN000669 | binomial_statistics | conf.low | 0.56433759002254
AN000669 | binomial_statistics | conf.high | 1
AN000669 | binomial_statistics | method | Exact binomial test
AN000669 | binomial_statistics | alternative | greater
AN000671 | measurement_metadata | INSTRUMENT_NAME | Agilent 6530 QTOF
AN000671 | measurement_metadata | INSTRUMENT_TYPE | QTOF
AN000671 | measurement_metadata | MS_TYPE | ESI
AN000671 | measurement_metadata | ION_MODE | POSITIVE
AN000671 | measurement_metadata | MS_COMMENTS | Lipidomics runs are MS1 data; Identifications made from pooled MS/MS runs Lipidomics runs are performed in negative and positve mode (two filenames)
AN000671 | measurement_metadata | DRY_GAS_FLOW | 8 l/min
AN000671 | measurement_metadata | DRY_GAS_TEMP | 325
AN000671 | measurement_metadata | FRAGMENT_VOLTAGE | 120
AN000671 | measurement_metadata | FRAGMENTATION_METHOD | Auto MS/MS
AN000671 | measurement_metadata | ION_SOURCE_TEMPERATURE | 325
AN000671 | measurement_metadata | ION_SPRAY_VOLTAGE | 1000
AN000671 | measurement_metadata | IONIZATION | Pos
AN000671 | measurement_metadata | PRECURSOR_TYPE | Intact Molecule
AN000671 | measurement_metadata | REAGENT_GAS | Nitrogen
AN000671 | measurement_metadata | SOURCE_TEMPERATURE | 325
AN000671 | measurement_metadata | DESOLVATION_GAS_FLOW | 11 l/min
AN000671 | measurement_metadata | DESOLVATION_TEMPERATURE | 350
AN000671 | measurement_metadata | NEBULIZER | 35 psig
AN000671 | measurement_metadata | OCTPOLE_VOLTAGE | 750
AN000671 | measurement_metadata | RESOLUTION_SETTING | Extended Dynamic Range
AN000671 | measurement_metadata | SCAN_RANGE_MOVERZ | 60-1700 Da
AN000671 | measurement_metadata | SCANNING_CYCLE | 2 Hz
AN000671 | measurement_metadata | SCANNING_RANGE | 60-1700 Da
AN000671 | measurement_metadata | SKIMMER_VOLTAGE | 65
AN000671 | chromatography_metadata | CHROMATOGRAPHY_SUMMARY | UPLC
AN000671 | chromatography_metadata | CHROMATOGRAPHY_TYPE | Reversed phase
AN000671 | chromatography_metadata | INSTRUMENT_NAME | Agilent 6530
AN000671 | chromatography_metadata | COLUMN_NAME | Waters Acquity CSH C18 (100 x 2.1mm, 1.7um) 1.7um Pre-Column
AN000671 | chromatography_metadata | FLOW_GRADIENT | 15% B to 99% B
AN000671 | chromatography_metadata | FLOW_RATE | 0.6 mL/min
AN000671 | chromatography_metadata | COLUMN_TEMPERATURE | 65 C
AN000671 | chromatography_metadata | METHODS_FILENAME | Data Dictionary Fiehn laboratory_CSH QTOF lipidomics_05-29-2014.pdf
AN000671 | chromatography_metadata | SOLVENT_A | 60:40 Acetonitrile:Water +10mM Ammonium Formate +10mM Formic Acid
AN000671 | chromatography_metadata | SOLVENT_B | 9:1 Isopropanol:Acetonitrile +10mM Ammonium Formate +10mM Formic Acid
AN000671 | chromatography_metadata | COLUMN_PRESSURE | 450-850 bar
AN000671 | chromatography_metadata | INTERNAL_STANDARD | See data dictionary
AN000671 | chromatography_metadata | RETENTION_TIME | See data dictionary
AN000671 | chromatography_metadata | SAMPLE_INJECTION | 1.67 uL
AN000671 | chromatography_metadata | ANALYTICAL_TIME | 13 min
AN000671 | chromatography_metadata | CAPILLARY_VOLTAGE | 3500
AN000671 | chromatography_metadata | TIME_PROGRAM | 15 min
AN000671 | chromatography_metadata | WEAK_WASH_SOLVENT_NAME | Isopropanol
AN000671 | chromatography_metadata | WEAK_WASH_VOLUME | 5 seconds
AN000671 | chromatography_metadata | STRONG_WASH_SOLVENT_NAME | same
AN000671 | chromatography_metadata | TARGET_SAMPLE_TEMPERATURE | Autosampler temp 4 C
AN000671 | chromatography_metadata | RANDOMIZATION_ORDER | Excel
AN000671 | missingness | n_missing | 722
AN000671 | missingness | n_value | 7860
AN000671 | missingness | perc_missing | 9.18575063613232
AN000671 | binomial_statistics | estimate | 0.918269230769231
AN000671 | binomial_statistics | statistic | 764
AN000671 | binomial_statistics | p.value | 3.42543999789699e-150
AN000671 | binomial_statistics | parameter | 832
AN000671 | binomial_statistics | conf.low | 0.900917671499329
AN000671 | binomial_statistics | conf.high | 1
AN000671 | binomial_statistics | method | Exact binomial test
AN000671 | binomial_statistics | alternative | greater
AN000672 | measurement_metadata | INSTRUMENT_NAME | Agilent 6550 QTOF
AN000672 | measurement_metadata | INSTRUMENT_TYPE | QTOF
AN000672 | measurement_metadata | MS_TYPE | ESI
AN000672 | measurement_metadata | ION_MODE | NEGATIVE
AN000672 | measurement_metadata | MS_COMMENTS | Lipidomics runs are MS1 data; Identifications made from pooled MS/MS runs Lipidomics runs are performed in negative and positve mode (two filenames)
AN000672 | measurement_metadata | DRY_GAS_FLOW | 13 l/min
AN000672 | measurement_metadata | DRY_GAS_TEMP | 200
AN000672 | measurement_metadata | FRAGMENT_VOLTAGE | 175
AN000672 | measurement_metadata | FRAGMENTATION_METHOD | Auto MS/MS
AN000672 | measurement_metadata | ION_SOURCE_TEMPERATURE | 325
AN000672 | measurement_metadata | ION_SPRAY_VOLTAGE | 1000
AN000672 | measurement_metadata | IONIZATION | Neg
AN000672 | measurement_metadata | PRECURSOR_TYPE | Intact Molecule
AN000672 | measurement_metadata | REAGENT_GAS | Nitrogen
AN000672 | measurement_metadata | SOURCE_TEMPERATURE | 325
AN000672 | measurement_metadata | DESOLVATION_GAS_FLOW | 11 l/min
AN000672 | measurement_metadata | DESOLVATION_TEMPERATURE | 350
AN000672 | measurement_metadata | NEBULIZER | 35 psig
AN000672 | measurement_metadata | OCTPOLE_VOLTAGE | 750
AN000672 | measurement_metadata | SCAN_RANGE_MOVERZ | 60-1700 Da
AN000672 | measurement_metadata | SCANNING_CYCLE | 2 Hz
AN000672 | measurement_metadata | SCANNING_RANGE | 60-1700 Da
AN000672 | measurement_metadata | SKIMMER_VOLTAGE | 65
AN000672 | chromatography_metadata | CHROMATOGRAPHY_SUMMARY | UPLC
AN000672 | chromatography_metadata | CHROMATOGRAPHY_TYPE | Reversed phase
AN000672 | chromatography_metadata | INSTRUMENT_NAME | Agilent 6550
AN000672 | chromatography_metadata | COLUMN_NAME | Waters Acquity CSH C18 (100 x 2.1mm, 1.7um) 1.7um Pre-Column
AN000672 | chromatography_metadata | FLOW_GRADIENT | 15% B to 99% B
AN000672 | chromatography_metadata | FLOW_RATE | 0.6 mL/min
AN000672 | chromatography_metadata | COLUMN_TEMPERATURE | 65 C
AN000672 | chromatography_metadata | METHODS_FILENAME | Data Dictionary Fiehn laboratory_CSH QTOF lipidomics_05-29-2014.pdf
AN000672 | chromatography_metadata | SOLVENT_A | 60:40 Acetonitrile:Water +10mM Ammonium Acetate +10mM Acetic Acid
AN000672 | chromatography_metadata | SOLVENT_B | 9:1 Isopropanol:Acetonitrile +10mM Ammonium Acetate +10mM Acetic Acid
AN000672 | chromatography_metadata | COLUMN_PRESSURE | 450-850 bar
AN000672 | chromatography_metadata | INTERNAL_STANDARD | See data dictionary
AN000672 | chromatography_metadata | RETENTION_TIME | See data dictionary
AN000672 | chromatography_metadata | SAMPLE_INJECTION | 5.0 uL
AN000672 | chromatography_metadata | ANALYTICAL_TIME | 13 min
AN000672 | chromatography_metadata | CAPILLARY_VOLTAGE | 3500
AN000672 | chromatography_metadata | TIME_PROGRAM | 15 min
AN000672 | chromatography_metadata | WEAK_WASH_SOLVENT_NAME | Isopropanol
AN000672 | chromatography_metadata | WEAK_WASH_VOLUME | 5 seconds
AN000672 | chromatography_metadata | STRONG_WASH_SOLVENT_NAME | same
AN000672 | chromatography_metadata | TARGET_SAMPLE_TEMPERATURE | Autosampler temp 4 C
AN000672 | chromatography_metadata | RANDOMIZATION_ORDER | Excel
AN000672 | missingness | n_missing | 92
AN000672 | missingness | n_value | 3408
AN000672 | missingness | perc_missing | 2.69953051643192
AN000672 | binomial_statistics | estimate | 0.890243902439024
AN000672 | binomial_statistics | statistic | 73
AN000672 | binomial_statistics | p.value | 6.88368545110796e-14
AN000672 | binomial_statistics | parameter | 82
AN000672 | binomial_statistics | conf.low | 0.816289041195132
AN000672 | binomial_statistics | conf.high | 1
AN000672 | binomial_statistics | method | Exact binomial test
AN000672 | binomial_statistics | alternative | greater
AN000689 | measurement_metadata | INSTRUMENT_NAME | Bruker
AN000689 | measurement_metadata | INSTRUMENT_TYPE | FT-NMR
AN000689 | measurement_metadata | NMR_EXPERIMENT_TYPE | 1D-1H
AN000689 | measurement_metadata | FIELD_FREQUENCY_LOCK | Deuterium
AN000689 | measurement_metadata | STANDARD_CONCENTRATION | 0.5mM
AN000689 | measurement_metadata | SPECTROMETER_FREQUENCY | 700MHz
AN000689 | measurement_metadata | NMR_PROBE | 5mm ATMA Cryoprobe
AN000689 | measurement_metadata | NMR_SOLVENT | D2O
AN000689 | measurement_metadata | NMR_TUBE_SIZE | 5mm
AN000689 | measurement_metadata | SHIMMING_METHOD | Topshim
AN000689 | measurement_metadata | WATER_SUPPRESSION | yes
AN000689 | measurement_metadata | RECEIVER_GAIN | 4.5
AN000689 | measurement_metadata | OFFSET_FREQUENCY | 3299
AN000689 | measurement_metadata | CHEMICAL_SHIFT_REF_CPD | DSS
AN000689 | measurement_metadata | TEMPERATURE | 298.1K
AN000689 | measurement_metadata | NUMBER_OF_SCANS | 128
AN000689 | measurement_metadata | DUMMY_SCANS | 4
AN000689 | measurement_metadata | ACQUISITION_TIME | 3.893s
AN000689 | measurement_metadata | RELAXATION_DELAY | 2s
AN000689 | measurement_metadata | SPECTRAL_WIDTH | 12.0277ppm
AN000689 | measurement_metadata | NUM_DATA_POINTS_ACQUIRED | 65536
AN000689 | measurement_metadata | REAL_DATA_POINTS | 65536
AN000689 | measurement_metadata | LINE_BROADENING | 0.5Hz
AN000689 | measurement_metadata | ZERO_FILLING | yes
AN000689 | measurement_metadata | APODIZATION | Lorentzian
AN000689 | measurement_metadata | BASELINE_CORRECTION_METHOD | Polynomial
AN000689 | measurement_metadata | CHEMICAL_SHIFT_REF_STD | DSS-d6
AN000689 | measurement_metadata | BINNED_INCREMENT | 0.04ppm
AN000689 | chromatography_metadata | CHROMATOGRAPHY_TYPE | -
AN000689 | chromatography_metadata | INSTRUMENT_NAME | -
AN000689 | chromatography_metadata | COLUMN_NAME | -
AN000689 | missingness | n_missing | 732
AN000689 | missingness | n_value | 8319
AN000689 | missingness | perc_missing | 8.79913451135954
AN000689 | binomial_statistics | estimate | 0.775218427323272
AN000689 | binomial_statistics | statistic | 2928
AN000689 | binomial_statistics | p.value | 2.96063083903933e-265
AN000689 | binomial_statistics | parameter | 3777
AN000689 | binomial_statistics | conf.low | 0.76375779838279
AN000689 | binomial_statistics | conf.high | 1
AN000689 | binomial_statistics | method | Exact binomial test
AN000689 | binomial_statistics | alternative | greater
AN000690 | measurement_metadata | INSTRUMENT_NAME | Bruker
AN000690 | measurement_metadata | INSTRUMENT_TYPE | FT-NMR
AN000690 | measurement_metadata | NMR_EXPERIMENT_TYPE | 1D-1H
AN000690 | measurement_metadata | FIELD_FREQUENCY_LOCK | Deuterium
AN000690 | measurement_metadata | STANDARD_CONCENTRATION | 0.5mM
AN000690 | measurement_metadata | SPECTROMETER_FREQUENCY | 700MHz
AN000690 | measurement_metadata | NMR_PROBE | 5mm ATMA Cryoprobe
AN000690 | measurement_metadata | NMR_SOLVENT | D2O
AN000690 | measurement_metadata | NMR_TUBE_SIZE | 5mm
AN000690 | measurement_metadata | SHIMMING_METHOD | Topshim
AN000690 | measurement_metadata | WATER_SUPPRESSION | yes
AN000690 | measurement_metadata | RECEIVER_GAIN | 4.5
AN000690 | measurement_metadata | OFFSET_FREQUENCY | 3299
AN000690 | measurement_metadata | CHEMICAL_SHIFT_REF_CPD | DSS
AN000690 | measurement_metadata | TEMPERATURE | 298.1K
AN000690 | measurement_metadata | NUMBER_OF_SCANS | 128
AN000690 | measurement_metadata | DUMMY_SCANS | 4
AN000690 | measurement_metadata | ACQUISITION_TIME | 3.893s
AN000690 | measurement_metadata | RELAXATION_DELAY | 2s
AN000690 | measurement_metadata | SPECTRAL_WIDTH | 12.0277ppm
AN000690 | measurement_metadata | NUM_DATA_POINTS_ACQUIRED | 65536
AN000690 | measurement_metadata | REAL_DATA_POINTS | 65536
AN000690 | measurement_metadata | LINE_BROADENING | 0.5Hz
AN000690 | measurement_metadata | ZERO_FILLING | yes
AN000690 | measurement_metadata | APODIZATION | Lorentzian
AN000690 | measurement_metadata | BASELINE_CORRECTION_METHOD | Polynomial
AN000690 | measurement_metadata | CHEMICAL_SHIFT_REF_STD | DSS-d6
AN000690 | measurement_metadata | BINNED_INCREMENT | 0.04ppm
AN000690 | chromatography_metadata | CHROMATOGRAPHY_TYPE | -
AN000690 | chromatography_metadata | INSTRUMENT_NAME | -
AN000690 | chromatography_metadata | COLUMN_NAME | -
AN000690 | missingness | n_missing | 564
AN000690 | missingness | n_value | 9570
AN000690 | missingness | perc_missing | 5.89341692789969
AN000690 | binomial_statistics | estimate | 0.994722955145119
AN000690 | binomial_statistics | statistic | 1131
AN000690 | binomial_statistics | p.value | 0
AN000690 | binomial_statistics | parameter | 1137
AN000690 | binomial_statistics | conf.low | 0.989611269573131
AN000690 | binomial_statistics | conf.high | 1
AN000690 | binomial_statistics | method | Exact binomial test
AN000690 | binomial_statistics | alternative | greater
AN000693 | measurement_metadata | INSTRUMENT_NAME | Bruker Avance III 600 MHz
AN000693 | measurement_metadata | INSTRUMENT_TYPE | FT-NMR
AN000693 | measurement_metadata | NMR_EXPERIMENT_TYPE | 1D-1H
AN000693 | measurement_metadata | FIELD_FREQUENCY_LOCK | Deuterium
AN000693 | measurement_metadata | STANDARD_CONCENTRATION | 0.5 mM DSS
AN000693 | measurement_metadata | SPECTROMETER_FREQUENCY | 600 MHz
AN000693 | measurement_metadata | NMR_PROBE | 5 mm ATMA Cryoprobe
AN000693 | measurement_metadata | NMR_SOLVENT | D2O
AN000693 | measurement_metadata | NMR_TUBE_SIZE | 5 mm
AN000693 | measurement_metadata | SHIMMING_METHOD | Topshim
AN000693 | measurement_metadata | PULSE_SEQUENCE | noesyprid
AN000693 | measurement_metadata | WATER_SUPPRESSION | yes
AN000693 | measurement_metadata | PULSE_WIDTH | 9.28 us
AN000693 | measurement_metadata | POWER_LEVEL | 39.811 W
AN000693 | measurement_metadata | RECEIVER_GAIN | 50.8
AN000693 | measurement_metadata | OFFSET_FREQUENCY | 2817.50 Hz
AN000693 | measurement_metadata | PRESATURATION_POWER_LEVEL | 0.000025119 W
AN000693 | measurement_metadata | CHEMICAL_SHIFT_REF_CPD | DSS
AN000693 | measurement_metadata | TEMPERATURE | 298.1 K
AN000693 | measurement_metadata | NUMBER_OF_SCANS | 256
AN000693 | measurement_metadata | DUMMY_SCANS | 4
AN000693 | measurement_metadata | ACQUISITION_TIME | 2.482 s
AN000693 | measurement_metadata | RELAXATION_DELAY | 2 s
AN000693 | measurement_metadata | SPECTRAL_WIDTH | 11.0011 ppm, 6602.113 Hz
AN000693 | measurement_metadata | NUM_DATA_POINTS_ACQUIRED | 32768
AN000693 | measurement_metadata | REAL_DATA_POINTS | 16384
AN000693 | measurement_metadata | LINE_BROADENING | 0.5 Hz
AN000693 | measurement_metadata | ZERO_FILLING | yes
AN000693 | measurement_metadata | APODIZATION | Lorentzian
AN000693 | measurement_metadata | BASELINE_CORRECTION_METHOD | Polynomial
AN000693 | measurement_metadata | CHEMICAL_SHIFT_REF_STD | DSS
AN000693 | measurement_metadata | BINNED_INCREMENT | 0.04
AN000693 | measurement_metadata | BINNED_DATA_EXCLUDED_RANGE | water (4.66 - 4.86 ppm); imidazole (7.15-7.26 ppm)
AN000693 | chromatography_metadata | CHROMATOGRAPHY_TYPE | -
AN000693 | chromatography_metadata | INSTRUMENT_NAME | -
AN000693 | chromatography_metadata | COLUMN_NAME | -
AN000693 | missingness | n_missing | 72
AN000693 | missingness | n_value | 5976
AN000693 | missingness | perc_missing | 1.20481927710843
AN000693 | binomial_statistics | estimate | 0.989583333333333
AN000693 | binomial_statistics | statistic | 475
AN000693 | binomial_statistics | p.value | 6.73173532684866e-134
AN000693 | binomial_statistics | parameter | 480
AN000693 | binomial_statistics | conf.low | 0.978223429658844
AN000693 | binomial_statistics | conf.high | 1
AN000693 | binomial_statistics | method | Exact binomial test
AN000693 | binomial_statistics | alternative | greater
AN000707 | measurement_metadata | MS_COMMENTS | -
AN000707 | measurement_metadata | INSTRUMENT_NAME | Agilent 5975
AN000707 | measurement_metadata | INSTRUMENT_TYPE | Single quadrupole
AN000707 | measurement_metadata | MS_TYPE | EI
AN000707 | measurement_metadata | ION_MODE | POSITIVE
AN000707 | chromatography_metadata | CHROMATOGRAPHY_TYPE | GC
AN000707 | chromatography_metadata | INSTRUMENT_NAME | Waters Acquity
AN000707 | chromatography_metadata | COLUMN_NAME | Waters Acquity BEH C18 (100 x 2mm, 1.7um)
AN000707 | missingness | n_missing | 129
AN000707 | missingness | n_value | 8272
AN000707 | missingness | perc_missing | 1.55947775628627
AN000707 | binomial_statistics | estimate | 0.964630225080386
AN000707 | binomial_statistics | statistic | 300
AN000707 | binomial_statistics | p.value | 1.37184946939828e-74
AN000707 | binomial_statistics | parameter | 311
AN000707 | binomial_statistics | conf.low | 0.942133588357137
AN000707 | binomial_statistics | conf.high | 1
AN000707 | binomial_statistics | method | Exact binomial test
AN000707 | binomial_statistics | alternative | greater
AN000708 | measurement_metadata | MS_COMMENTS | -
AN000708 | measurement_metadata | INSTRUMENT_NAME | Agilent 5975
AN000708 | measurement_metadata | INSTRUMENT_TYPE | Single quadrupole
AN000708 | measurement_metadata | MS_TYPE | EI
AN000708 | measurement_metadata | ION_MODE | POSITIVE
AN000708 | chromatography_metadata | CHROMATOGRAPHY_TYPE | GC
AN000708 | chromatography_metadata | INSTRUMENT_NAME | Waters Acquity
AN000708 | chromatography_metadata | COLUMN_NAME | Waters Acquity BEH C18 (100 x 2mm, 1.7um)
AN000708 | missingness | n_missing | 298
AN000708 | missingness | n_value | 9264
AN000708 | missingness | perc_missing | 3.2167530224525
AN000708 | binomial_statistics | estimate | 0.936
AN000708 | binomial_statistics | statistic | 702
AN000708 | binomial_statistics | p.value | 3.16064211409393e-150
AN000708 | binomial_statistics | parameter | 750
AN000708 | binomial_statistics | conf.low | 0.919310175106034
AN000708 | binomial_statistics | conf.high | 1
AN000708 | binomial_statistics | method | Exact binomial test
AN000708 | binomial_statistics | alternative | greater
AN000709 | measurement_metadata | MS_COMMENTS | -
AN000709 | measurement_metadata | INSTRUMENT_NAME | Waters Synapt G2 Si QTOF
AN000709 | measurement_metadata | INSTRUMENT_TYPE | QTOF
AN000709 | measurement_metadata | MS_TYPE | ESI
AN000709 | measurement_metadata | ION_MODE | POSITIVE
AN000709 | chromatography_metadata | CHROMATOGRAPHY_TYPE | Reversed phase
AN000709 | chromatography_metadata | INSTRUMENT_NAME | Waters Acquity
AN000709 | chromatography_metadata | COLUMN_NAME | Waters Acquity HSS T3 (100 x 2.1mm, 1.8um)
AN000709 | chromatography_metadata | FLOW_RATE | 0.4 mL/min
AN000709 | chromatography_metadata | COLUMN_TEMPERATURE | 50 °C
AN000709 | chromatography_metadata | SOLVENT_A | Water with 0.1% formic acid
AN000709 | chromatography_metadata | SOLVENT_B | Methanol with 0.1% formic acid
AN000709 | chromatography_metadata | COLUMN_PRESSURE | 6,000-10,000 psi
AN000709 | chromatography_metadata | INJECTION_TEMPERATURE | 8 °C
AN000709 | chromatography_metadata | ANALYTICAL_TIME | 22 min
AN000709 | chromatography_metadata | RANDOMIZATION_ORDER | Yes
AN000709 | missingness | n_missing | 73491
AN000709 | missingness | n_value | 347826
AN000709 | missingness | perc_missing | 21.1286677821669
AN000709 | binomial_statistics | estimate | 0.935608018840829
AN000709 | binomial_statistics | statistic | 16288
AN000709 | binomial_statistics | p.value | 0
AN000709 | binomial_statistics | parameter | 17409
AN000709 | binomial_statistics | conf.low | 0.932465200325811
AN000709 | binomial_statistics | conf.high | 1
AN000709 | binomial_statistics | method | Exact binomial test
AN000709 | binomial_statistics | alternative | greater
AN000710 | measurement_metadata | MS_COMMENTS | -
AN000710 | measurement_metadata | INSTRUMENT_NAME | Waters Synapt G2 Si QTOF
AN000710 | measurement_metadata | INSTRUMENT_TYPE | QTOF
AN000710 | measurement_metadata | MS_TYPE | ESI
AN000710 | measurement_metadata | ION_MODE | NEGATIVE
AN000710 | chromatography_metadata | CHROMATOGRAPHY_TYPE | Reversed phase
AN000710 | chromatography_metadata | INSTRUMENT_NAME | Waters Acquity
AN000710 | chromatography_metadata | COLUMN_NAME | Waters Acquity HSS T3 (100 x 2.1mm, 1.8um)
AN000710 | chromatography_metadata | FLOW_RATE | 0.4 mL/min
AN000710 | chromatography_metadata | COLUMN_TEMPERATURE | 50 °C
AN000710 | chromatography_metadata | SOLVENT_A | Water with 0.1% formic acid
AN000710 | chromatography_metadata | SOLVENT_B | Methanol with 0.1% formic acid
AN000710 | chromatography_metadata | COLUMN_PRESSURE | 6,000-10,000 psi
AN000710 | chromatography_metadata | INJECTION_TEMPERATURE | 8 °C
AN000710 | chromatography_metadata | ANALYTICAL_TIME | 22 min
AN000710 | chromatography_metadata | RANDOMIZATION_ORDER | Yes
AN000710 | missingness | n_missing | 23308
AN000710 | missingness | n_value | 214716
AN000710 | missingness | perc_missing | 10.8552692859405
AN000710 | binomial_statistics | estimate | 0.901328273244782
AN000710 | binomial_statistics | statistic | 7600
AN000710 | binomial_statistics | p.value | 0
AN000710 | binomial_statistics | parameter | 8432
AN000710 | binomial_statistics | conf.low | 0.895823902493148
AN000710 | binomial_statistics | conf.high | 1
AN000710 | binomial_statistics | method | Exact binomial test
AN000710 | binomial_statistics | alternative | greater
AN000711 | measurement_metadata | INSTRUMENT_NAME | Bruker Avance III
AN000711 | measurement_metadata | INSTRUMENT_TYPE | FT-NMR
AN000711 | measurement_metadata | NMR_EXPERIMENT_TYPE | 1D-1H
AN000711 | measurement_metadata | SPECTROMETER_FREQUENCY | 700.13 MHz
AN000711 | chromatography_metadata | CHROMATOGRAPHY_TYPE | -
AN000711 | chromatography_metadata | INSTRUMENT_NAME | -
AN000711 | chromatography_metadata | COLUMN_NAME | -
AN000711 | missingness | n_missing | 798
AN000711 | missingness | n_value | 10440
AN000711 | missingness | perc_missing | 7.64367816091954
AN000711 | binomial_statistics | estimate | 0.996951219512195
AN000711 | binomial_statistics | statistic | 981
AN000711 | binomial_statistics | p.value | 9.71226574447094e-289
AN000711 | binomial_statistics | parameter | 984
AN000711 | binomial_statistics | conf.low | 0.992139282901376
AN000711 | binomial_statistics | conf.high | 1
AN000711 | binomial_statistics | method | Exact binomial test
AN000711 | binomial_statistics | alternative | greater
AN000713 | measurement_metadata | MS_COMMENTS | -
AN000713 | measurement_metadata | INSTRUMENT_NAME | ABI Sciex API 4000 QTrap
AN000713 | measurement_metadata | INSTRUMENT_TYPE | Triple quadrupole
AN000713 | measurement_metadata | MS_TYPE | ESI
AN000713 | measurement_metadata | ION_MODE | POSITIVE
AN000713 | chromatography_metadata | CHROMATOGRAPHY_TYPE | Reversed phase
AN000713 | chromatography_metadata | INSTRUMENT_NAME | Agilent 1100
AN000713 | chromatography_metadata | COLUMN_NAME | Agilent Eclipse XDB-C18 (100 x 3.0mm,3.5um)
AN000713 | chromatography_metadata | FLOW_RATE | 0.5mL/min
AN000713 | chromatography_metadata | COLUMN_TEMPERATURE | 50 degrees C
AN000713 | missingness | n_missing | 422
AN000713 | missingness | n_value | 10152
AN000713 | missingness | perc_missing | 4.15681639085894
AN000713 | binomial_statistics | estimate | 0.395299145299145
AN000713 | binomial_statistics | statistic | 185
AN000713 | binomial_statistics | p.value | 0.999997813264235
AN000713 | binomial_statistics | parameter | 468
AN000713 | binomial_statistics | conf.low | 0.357627554472438
AN000713 | binomial_statistics | conf.high | 1
AN000713 | binomial_statistics | method | Exact binomial test
AN000713 | binomial_statistics | alternative | greater
AN000714 | measurement_metadata | MS_COMMENTS | -
AN000714 | measurement_metadata | INSTRUMENT_NAME | ABI Sciex API 4000 QTrap
AN000714 | measurement_metadata | INSTRUMENT_TYPE | Triple quadrupole
AN000714 | measurement_metadata | MS_TYPE | ESI
AN000714 | measurement_metadata | ION_MODE | POSITIVE
AN000714 | chromatography_metadata | CHROMATOGRAPHY_TYPE | Reversed phase
AN000714 | chromatography_metadata | INSTRUMENT_NAME | Agilent 1100
AN000714 | chromatography_metadata | COLUMN_NAME | Agilent Eclipse XDB-C18 (100 x 3.0mm,3.5um)
AN000714 | chromatography_metadata | FLOW_RATE | 0.5mL/min
AN000714 | chromatography_metadata | COLUMN_TEMPERATURE | 50 degrees C
AN000714 | missingness | n_missing | 422
AN000714 | missingness | n_value | 10152
AN000714 | missingness | perc_missing | 4.15681639085894
AN000714 | binomial_statistics | estimate | 0.395299145299145
AN000714 | binomial_statistics | statistic | 185
AN000714 | binomial_statistics | p.value | 0.999997813264235
AN000714 | binomial_statistics | parameter | 468
AN000714 | binomial_statistics | conf.low | 0.357627554472438
AN000714 | binomial_statistics | conf.high | 1
AN000714 | binomial_statistics | method | Exact binomial test
AN000714 | binomial_statistics | alternative | greater
AN000715 | measurement_metadata | MS_COMMENTS | -
AN000715 | measurement_metadata | INSTRUMENT_NAME | ABI Sciex API 4000 QTrap
AN000715 | measurement_metadata | INSTRUMENT_TYPE | Triple quadrupole
AN000715 | measurement_metadata | MS_TYPE | ESI
AN000715 | measurement_metadata | ION_MODE | NEGATIVE
AN000715 | chromatography_metadata | CHROMATOGRAPHY_TYPE | Reversed phase
AN000715 | chromatography_metadata | INSTRUMENT_NAME | Agilent 1100
AN000715 | chromatography_metadata | COLUMN_NAME | Agilent Eclipse XDB-C18 (100 x 3.0mm,3.5um)
AN000715 | chromatography_metadata | FLOW_RATE | 0.5mL/min
AN000715 | chromatography_metadata | COLUMN_TEMPERATURE | 50 degrees C
AN000715 | missingness | n_missing | 422
AN000715 | missingness | n_value | 10152
AN000715 | missingness | perc_missing | 4.15681639085894
AN000715 | binomial_statistics | estimate | 0.395299145299145
AN000715 | binomial_statistics | statistic | 185
AN000715 | binomial_statistics | p.value | 0.999997813264235
AN000715 | binomial_statistics | parameter | 468
AN000715 | binomial_statistics | conf.low | 0.357627554472438
AN000715 | binomial_statistics | conf.high | 1
AN000715 | binomial_statistics | method | Exact binomial test
AN000715 | binomial_statistics | alternative | greater
AN000723 | measurement_metadata | INSTRUMENT_NAME | Bruker Avance III
AN000723 | measurement_metadata | INSTRUMENT_TYPE | FT-NMR
AN000723 | measurement_metadata | NMR_EXPERIMENT_TYPE | 1D-1H
AN000723 | measurement_metadata | SPECTROMETER_FREQUENCY | 700.13 MHz
AN000723 | chromatography_metadata | CHROMATOGRAPHY_TYPE | -
AN000723 | chromatography_metadata | INSTRUMENT_NAME | -
AN000723 | chromatography_metadata | COLUMN_NAME | -
AN000723 | missingness | n_missing | 3087
AN000723 | missingness | n_value | 14616
AN000723 | missingness | perc_missing | 21.1206896551724
AN000723 | binomial_statistics | estimate | 0.975946775844422
AN000723 | binomial_statistics | statistic | 1907
AN000723 | binomial_statistics | p.value | 0
AN000723 | binomial_statistics | parameter | 1954
AN000723 | binomial_statistics | conf.low | 0.969428669355375
AN000723 | binomial_statistics | conf.high | 1
AN000723 | binomial_statistics | method | Exact binomial test
AN000723 | binomial_statistics | alternative | greater
AN000724 | measurement_metadata | INSTRUMENT_NAME | Bruker Avance III
AN000724 | measurement_metadata | INSTRUMENT_TYPE | FT-NMR
AN000724 | measurement_metadata | NMR_EXPERIMENT_TYPE | 1D-1H
AN000724 | measurement_metadata | SPECTROMETER_FREQUENCY | 700.13 MHz
AN000724 | chromatography_metadata | CHROMATOGRAPHY_TYPE | -
AN000724 | chromatography_metadata | INSTRUMENT_NAME | -
AN000724 | chromatography_metadata | COLUMN_NAME | -
AN000724 | missingness | n_missing | 1680
AN000724 | missingness | n_value | 14630
AN000724 | missingness | perc_missing | 11.4832535885167
AN000724 | binomial_statistics | estimate | 0.997627520759193
AN000724 | binomial_statistics | statistic | 1682
AN000724 | binomial_statistics | p.value | 0
AN000724 | binomial_statistics | parameter | 1686
AN000724 | binomial_statistics | conf.low | 0.994579159858165
AN000724 | binomial_statistics | conf.high | 1
AN000724 | binomial_statistics | method | Exact binomial test
AN000724 | binomial_statistics | alternative | greater
AN000725 | measurement_metadata | INSTRUMENT_NAME | Bruker Avance III
AN000725 | measurement_metadata | INSTRUMENT_TYPE | FT-NMR
AN000725 | measurement_metadata | NMR_EXPERIMENT_TYPE | 1D-1H
AN000725 | measurement_metadata | SPECTROMETER_FREQUENCY | 700.13 MHz
AN000725 | chromatography_metadata | CHROMATOGRAPHY_TYPE | -
AN000725 | chromatography_metadata | INSTRUMENT_NAME | -
AN000725 | chromatography_metadata | COLUMN_NAME | -
AN000725 | missingness | n_missing | 1197
AN000725 | missingness | n_value | 16390
AN000725 | missingness | perc_missing | 7.30323367907261
AN000725 | binomial_statistics | estimate | 0.949124270225188
AN000725 | binomial_statistics | statistic | 3414
AN000725 | binomial_statistics | p.value | 0
AN000725 | binomial_statistics | parameter | 3597
AN000725 | binomial_statistics | conf.low | 0.942682139165661
AN000725 | binomial_statistics | conf.high | 1
AN000725 | binomial_statistics | method | Exact binomial test
AN000725 | binomial_statistics | alternative | greater
AN000741 | measurement_metadata | MS_COMMENTS | -
AN000741 | measurement_metadata | INSTRUMENT_NAME | Orbitrap
AN000741 | measurement_metadata | INSTRUMENT_TYPE | Orbitrap
AN000741 | measurement_metadata | MS_TYPE | ESI
AN000741 | measurement_metadata | ION_MODE | POSITIVE
AN000741 | chromatography_metadata | CHROMATOGRAPHY_TYPE | Reversed phase
AN000741 | chromatography_metadata | INSTRUMENT_NAME | Waters Acquity
AN000741 | chromatography_metadata | COLUMN_NAME | Waters Acquity CSH C18 (100 x 2.1mm, 1.7um)
AN000741 | missingness | n_missing | 547
AN000741 | missingness | n_value | 116680
AN000741 | missingness | perc_missing | 0.468803565306822
AN000741 | binomial_statistics | estimate | 0.676404494382022
AN000741 | binomial_statistics | statistic | 2709
AN000741 | binomial_statistics | p.value | 6.22104192026978e-113
AN000741 | binomial_statistics | parameter | 4005
AN000741 | binomial_statistics | conf.low | 0.664027069627173
AN000741 | binomial_statistics | conf.high | 1
AN000741 | binomial_statistics | method | Exact binomial test
AN000741 | binomial_statistics | alternative | greater
AN000780 | measurement_metadata | MS_COMMENTS | -
AN000780 | measurement_metadata | INSTRUMENT_NAME | Thermo Q Exactive Orbitrap
AN000780 | measurement_metadata | INSTRUMENT_TYPE | Orbitrap
AN000780 | measurement_metadata | MS_TYPE | ESI
AN000780 | measurement_metadata | ION_MODE | POSITIVE
AN000780 | chromatography_metadata | CHROMATOGRAPHY_TYPE | Reversed phase
AN000780 | chromatography_metadata | INSTRUMENT_NAME | Thermo Vanquish
AN000780 | chromatography_metadata | COLUMN_NAME | Kinetex XB-C18
AN000780 | missingness | n_missing | 213
AN000780 | missingness | n_value | 8344
AN000780 | missingness | perc_missing | 2.55273250239693
AN000780 | binomial_statistics | estimate | 0.758620689655172
AN000780 | binomial_statistics | statistic | 154
AN000780 | binomial_statistics | p.value | 3.91258545760073e-14
AN000780 | binomial_statistics | parameter | 203
AN000780 | binomial_statistics | conf.low | 0.704085517662991
AN000780 | binomial_statistics | conf.high | 1
AN000780 | binomial_statistics | method | Exact binomial test
AN000780 | binomial_statistics | alternative | greater
AN000782 | measurement_metadata | MS_COMMENTS | -
AN000782 | measurement_metadata | INSTRUMENT_NAME | Thermo Q Exactive Orbitrap
AN000782 | measurement_metadata | INSTRUMENT_TYPE | Orbitrap
AN000782 | measurement_metadata | MS_TYPE | ESI
AN000782 | measurement_metadata | ION_MODE | POSITIVE
AN000782 | chromatography_metadata | CHROMATOGRAPHY_TYPE | Reversed phase
AN000782 | chromatography_metadata | INSTRUMENT_NAME | Thermo Vanquish
AN000782 | chromatography_metadata | COLUMN_NAME | Kinetex C18-XB
AN000782 | missingness | n_missing | 83
AN000782 | missingness | n_value | 5054
AN000782 | missingness | perc_missing | 1.64226355362089
AN000782 | binomial_statistics | estimate | 0.942528735632184
AN000782 | binomial_statistics | statistic | 82
AN000782 | binomial_statistics | p.value | 2.53877084532646e-19
AN000782 | binomial_statistics | parameter | 87
AN000782 | binomial_statistics | conf.low | 0.882957475026283
AN000782 | binomial_statistics | conf.high | 1
AN000782 | binomial_statistics | method | Exact binomial test
AN000782 | binomial_statistics | alternative | greater
AN000806 | measurement_metadata | MS_COMMENTS | -
AN000806 | measurement_metadata | INSTRUMENT_NAME | Thermo Orbitrap
AN000806 | measurement_metadata | INSTRUMENT_TYPE | Orbitrap
AN000806 | measurement_metadata | MS_TYPE | ESI
AN000806 | measurement_metadata | ION_MODE | POSITIVE
AN000806 | measurement_metadata | CAPILLARY_TEMPERATURE | 250 °C
AN000806 | measurement_metadata | COLLISION_ENERGY | 35 eV
AN000806 | measurement_metadata | FRAGMENTATION_METHOD | CID
AN000806 | measurement_metadata | IONIZATION | ES+
AN000806 | measurement_metadata | MASS_ACCURACY | 10 ppm
AN000806 | measurement_metadata | SOURCE_TEMPERATURE | 400 °C
AN000806 | measurement_metadata | SPRAY_VOLTAGE | 4.0 kV
AN000806 | measurement_metadata | DATAFORMAT | Profile
AN000806 | measurement_metadata | RESOLUTION_SETTING | 30,000
AN000806 | measurement_metadata | SCAN_RANGE_MOVERZ | 120-2000 m/z
AN000806 | measurement_metadata | SCANNING_RANGE | Normal
AN000806 | chromatography_metadata | CHROMATOGRAPHY_SUMMARY | Lipidomics
AN000806 | chromatography_metadata | CHROMATOGRAPHY_TYPE | Reversed phase
AN000806 | chromatography_metadata | INSTRUMENT_NAME | Waters Acquity
AN000806 | chromatography_metadata | COLUMN_NAME | Waters Acquity CSH C18 (100 x 2.1mm, 1.7um)
AN000806 | chromatography_metadata | FLOW_RATE | 0.25 mL/min
AN000806 | chromatography_metadata | COLUMN_TEMPERATURE | 50 °C
AN000806 | chromatography_metadata | SOLVENT_A | 10mM Ammonium Formate in 60:40 H2O/ACN with 0.1% formic acid
AN000806 | chromatography_metadata | SOLVENT_B | 10mM Ammonium Formate in 90:10 IPA/ACN with 0.1% formic acid
AN000806 | chromatography_metadata | COLUMN_PRESSURE | 6000-7500psi
AN000806 | chromatography_metadata | ANALYTICAL_TIME | 30 min
AN000806 | chromatography_metadata | WEAK_WASH_SOLVENT_NAME | 60:40 water/ACN
AN000806 | chromatography_metadata | STRONG_WASH_SOLVENT_NAME | 90:10 IPA/ACN
AN000806 | chromatography_metadata | TARGET_SAMPLE_TEMPERATURE | 8 °C
AN000806 | chromatography_metadata | SAMPLE_LOOP_SIZE | 20 µL
AN000806 | chromatography_metadata | RANDOMIZATION_ORDER | Yes
AN000806 | missingness | n_missing | 66940
AN000806 | missingness | n_value | 365600
AN000806 | missingness | perc_missing | 18.3096280087527
AN000806 | binomial_statistics | estimate | 0.817737361885206
AN000806 | binomial_statistics | statistic | 41815
AN000806 | binomial_statistics | p.value | 0
AN000806 | binomial_statistics | parameter | 51135
AN000806 | binomial_statistics | conf.low | 0.814906105552347
AN000806 | binomial_statistics | conf.high | 1
AN000806 | binomial_statistics | method | Exact binomial test
AN000806 | binomial_statistics | alternative | greater
AN000807 | measurement_metadata | MS_COMMENTS | -
AN000807 | measurement_metadata | INSTRUMENT_NAME | Waters Synapt G2 Si QTOF
AN000807 | measurement_metadata | INSTRUMENT_TYPE | QTOF
AN000807 | measurement_metadata | MS_TYPE | ESI
AN000807 | measurement_metadata | ION_MODE | NEGATIVE
AN000807 | measurement_metadata | CAPILLARY_TEMPERATURE | 110 °C
AN000807 | measurement_metadata | CAPILLARY_VOLTAGE | 1.0 kV
AN000807 | measurement_metadata | COLLISION_ENERGY | 4
AN000807 | measurement_metadata | FRAGMENTATION_METHOD | CID
AN000807 | measurement_metadata | HELIUM_FLOW | 180
AN000807 | measurement_metadata | IONIZATION | ES-
AN000807 | measurement_metadata | IONIZATION_POTENTIAL | 5 ppm
AN000807 | measurement_metadata | SOURCE_TEMPERATURE | 100 °C
AN000807 | measurement_metadata | DATAFORMAT | Continuum
AN000807 | measurement_metadata | DESOLVATION_GAS_FLOW | 400 L/Hr
AN000807 | measurement_metadata | DESOLVATION_TEMPERATURE | 400 °C
AN000807 | measurement_metadata | RESOLUTION_SETTING | 18000
AN000807 | measurement_metadata | SCAN_RANGE_MOVERZ | 50-1000 m/z
AN000807 | measurement_metadata | SCANNING_CYCLE | 1.0 s
AN000807 | measurement_metadata | TUBE_LENS_VOLTAGE | 74
AN000807 | chromatography_metadata | CHROMATOGRAPHY_SUMMARY | Reversed-Phase Gradient Seperation
AN000807 | chromatography_metadata | CHROMATOGRAPHY_TYPE | Reversed phase
AN000807 | chromatography_metadata | INSTRUMENT_NAME | Waters Acquity
AN000807 | chromatography_metadata | COLUMN_NAME | Waters Acquity HSS T3 (100 x 2.1mm, 1.8um)
AN000807 | chromatography_metadata | FLOW_GRADIENT | " Time(min) Flow Rate(mL/min) %A %B Curve 1. Initial 0.400 99.0 1.0 2. 1.00 0.400 99.0 1.0 3. 16.00 0.400 1.0 99.0 4. 20.00 0.400 1.0 99.0 5. 20.50 0.400 99.0 1.0 6. 22.00 0.400 99.0 1.0"
AN000807 | chromatography_metadata | FLOW_RATE | 0.4 mL/min
AN000807 | chromatography_metadata | COLUMN_TEMPERATURE | 50 °C
AN000807 | chromatography_metadata | METHODS_FILENAME | RTI-RCMRC-RP
AN000807 | chromatography_metadata | SOLVENT_A | Water with 0.1% formic acid
AN000807 | chromatography_metadata | SOLVENT_B | Methanol with 0.1% formic acid
AN000807 | chromatography_metadata | METHODS_ID | RTI-RCMRC-RP
AN000807 | chromatography_metadata | INTERNAL_STANDARD | L-Tryptophan-d5
AN000807 | chromatography_metadata | ANALYTICAL_TIME | 22 min
AN000807 | chromatography_metadata | WEAK_WASH_SOLVENT_NAME | 10% MeOH
AN000807 | chromatography_metadata | WEAK_WASH_VOLUME | 1000 µL
AN000807 | chromatography_metadata | STRONG_WASH_SOLVENT_NAME | 80% MeOH
AN000807 | chromatography_metadata | STRONG_WASH_VOLUME | 1000 µL
AN000807 | chromatography_metadata | TARGET_SAMPLE_TEMPERATURE | 8 °C
AN000807 | chromatography_metadata | SAMPLE_LOOP_SIZE | 10 µL
AN000807 | chromatography_metadata | SAMPLE_SYRINGE_SIZE | 100 µL
AN000807 | chromatography_metadata | RANDOMIZATION_ORDER | Yes
AN000807 | missingness | n_missing | 7348
AN000807 | missingness | n_value | 84728
AN000807 | missingness | perc_missing | 8.6724577471438
AN000807 | binomial_statistics | estimate | 0.874533582089552
AN000807 | binomial_statistics | statistic | 3750
AN000807 | binomial_statistics | p.value | 0
AN000807 | binomial_statistics | parameter | 4288
AN000807 | binomial_statistics | conf.low | 0.865907083468253
AN000807 | binomial_statistics | conf.high | 1
AN000807 | binomial_statistics | method | Exact binomial test
AN000807 | binomial_statistics | alternative | greater
AN000827 | measurement_metadata | INSTRUMENT_NAME | ABI Sciex 4000 QTrap
AN000827 | measurement_metadata | INSTRUMENT_TYPE | Triple quadrupole
AN000827 | measurement_metadata | MS_TYPE | ESI
AN000827 | measurement_metadata | ION_MODE | POSITIVE
AN000827 | measurement_metadata | COLLISION_GAS | Medium
AN000827 | measurement_metadata | ION_SOURCE_TEMPERATURE | 500 degrees C
AN000827 | measurement_metadata | ION_SPRAY_VOLTAGE | 5500
AN000827 | chromatography_metadata | CHROMATOGRAPHY_TYPE | FIA
AN000827 | chromatography_metadata | INSTRUMENT_NAME | AB Sciex 4000 QTRAP LC/MS/MS
AN000827 | chromatography_metadata | COLUMN_NAME | No Column
AN000827 | chromatography_metadata | SOLVENT_B | Methanol with Biocrates FIA solvent
AN000827 | chromatography_metadata | COLUMN_PRESSURE | 4-50 bar
AN000827 | chromatography_metadata | SAMPLE_INJECTION | 20uL
AN000827 | chromatography_metadata | ANALYTICAL_TIME | 3.0 minutes
AN000827 | chromatography_metadata | TARGET_SAMPLE_TEMPERATURE | 10 degrees C
AN000827 | chromatography_metadata | SAMPLE_LOOP_SIZE | 100uL
AN000827 | missingness | n_missing | 151
AN000827 | missingness | n_value | 3056
AN000827 | missingness | perc_missing | 4.94109947643979
AN000827 | binomial_statistics | estimate | 0.898218829516539
AN000827 | binomial_statistics | statistic | 353
AN000827 | binomial_statistics | p.value | 5.23319505477634e-64
AN000827 | binomial_statistics | parameter | 393
AN000827 | binomial_statistics | conf.low | 0.869572313792148
AN000827 | binomial_statistics | conf.high | 1
AN000827 | binomial_statistics | method | Exact binomial test
AN000827 | binomial_statistics | alternative | greater
AN000830 | measurement_metadata | INSTRUMENT_NAME | ABI Sciex 4000 QTrap
AN000830 | measurement_metadata | INSTRUMENT_TYPE | Triple quadrupole
AN000830 | measurement_metadata | MS_TYPE | ESI
AN000830 | measurement_metadata | ION_MODE | POSITIVE
AN000830 | measurement_metadata | COLLISION_GAS | Medium
AN000830 | measurement_metadata | ION_SPRAY_VOLTAGE | 5500
AN000830 | chromatography_metadata | CHROMATOGRAPHY_TYPE | FIA
AN000830 | chromatography_metadata | INSTRUMENT_NAME | Agilent 1100
AN000830 | chromatography_metadata | COLUMN_NAME | No Column
AN000830 | chromatography_metadata | SOLVENT_B | Methanol with Biocrates FIA solvent
AN000830 | chromatography_metadata | COLUMN_PRESSURE | 4-50 bar
AN000830 | chromatography_metadata | SAMPLE_INJECTION | 20uL
AN000830 | chromatography_metadata | ANALYTICAL_TIME | 3.0 minutes
AN000830 | chromatography_metadata | TARGET_SAMPLE_TEMPERATURE | 10 degrees C
AN000830 | chromatography_metadata | SAMPLE_LOOP_SIZE | 100uL
AN000830 | missingness | n_missing | 130
AN000830 | missingness | n_value | 3056
AN000830 | missingness | perc_missing | 4.25392670157068
AN000830 | binomial_statistics | estimate | 0.848214285714286
AN000830 | binomial_statistics | statistic | 285
AN000830 | binomial_statistics | p.value | 7.14548339761237e-41
AN000830 | binomial_statistics | parameter | 336
AN000830 | binomial_statistics | conf.low | 0.812245325214984
AN000830 | binomial_statistics | conf.high | 1
AN000830 | binomial_statistics | method | Exact binomial test
AN000830 | binomial_statistics | alternative | greater
AN000834 | measurement_metadata | INSTRUMENT_NAME | Waters Synapt G1
AN000834 | measurement_metadata | INSTRUMENT_TYPE | QTOF
AN000834 | measurement_metadata | MS_TYPE | ESI
AN000834 | measurement_metadata | ION_MODE | POSITIVE
AN000834 | measurement_metadata | MS_COMMENTS | Every 3rd injection was a PBQC sample
AN000834 | measurement_metadata | CAPILLARY_VOLTAGE | 2.8 kV
AN000834 | measurement_metadata | COLLISION_ENERGY | Trap CE 6, Transfer CE 4
AN000834 | measurement_metadata | COLLISION_GAS | Nitrogen
AN000834 | measurement_metadata | SOURCE_TEMPERATURE | 120 C
AN000834 | measurement_metadata | DESOLVATION_GAS_FLOW | 900 L/h
AN000834 | measurement_metadata | DESOLVATION_TEMPERATURE | 450 C
AN000834 | chromatography_metadata | CHROMATOGRAPHY_SUMMARY | RP C18 +ve and -ve Ion
AN000834 | chromatography_metadata | CHROMATOGRAPHY_TYPE | Reversed phase
AN000834 | chromatography_metadata | INSTRUMENT_NAME | Waters Acquity
AN000834 | chromatography_metadata | COLUMN_NAME | Waters Acquity BEH C18 (150 x 2.1mm, 1.7um) (Milford, MA, USA)
AN000834 | chromatography_metadata | FLOW_RATE | 400 µL/min
AN000834 | chromatography_metadata | COLUMN_TEMPERATURE | 45C
AN000834 | chromatography_metadata | SOLVENT_A | 0.1 % Formic Acid
AN000834 | chromatography_metadata | SOLVENT_B | 99.9% Acetonitrile 0.1% Formic Acid
AN000834 | chromatography_metadata | WEAK_WASH_SOLVENT_NAME | Water
AN000834 | chromatography_metadata | WEAK_WASH_VOLUME | 600 µL
AN000834 | chromatography_metadata | STRONG_WASH_SOLVENT_NAME | Acetonitrile
AN000834 | chromatography_metadata | STRONG_WASH_VOLUME | 200 µL
AN000834 | chromatography_metadata | TARGET_SAMPLE_TEMPERATURE | 6C
AN000834 | chromatography_metadata | SAMPLE_LOOP_SIZE | 20 µL
AN000834 | chromatography_metadata | RANDOMIZATION_ORDER | Random
AN000834 | missingness | n_missing | 23348
AN000834 | missingness | n_value | 83804
AN000834 | missingness | perc_missing | 27.8602453343516
AN000834 | binomial_statistics | estimate | 0.686776825951037
AN000834 | binomial_statistics | statistic | 16916
AN000834 | binomial_statistics | p.value | 0
AN000834 | binomial_statistics | parameter | 24631
AN000834 | binomial_statistics | conf.low | 0.681879456044627
AN000834 | binomial_statistics | conf.high | 1
AN000834 | binomial_statistics | method | Exact binomial test
AN000834 | binomial_statistics | alternative | greater
AN000835 | measurement_metadata | MS_COMMENTS | -
AN000835 | measurement_metadata | INSTRUMENT_NAME | Waters Synapt G1
AN000835 | measurement_metadata | INSTRUMENT_TYPE | QTOF
AN000835 | measurement_metadata | MS_TYPE | ESI
AN000835 | measurement_metadata | ION_MODE | NEGATIVE
AN000835 | measurement_metadata | CAPILLARY_VOLTAGE | 2.8 kV
AN000835 | measurement_metadata | COLLISION_ENERGY | Trap CE 6, Transfer CE 4
AN000835 | measurement_metadata | COLLISION_GAS | Nitrogen
AN000835 | measurement_metadata | SOURCE_TEMPERATURE | 120 C
AN000835 | measurement_metadata | DESOLVATION_GAS_FLOW | 900 L/h
AN000835 | measurement_metadata | DESOLVATION_TEMPERATURE | 450 C
AN000835 | chromatography_metadata | CHROMATOGRAPHY_SUMMARY | RP C18 +ve and -ve Ion
AN000835 | chromatography_metadata | CHROMATOGRAPHY_TYPE | Reversed phase
AN000835 | chromatography_metadata | INSTRUMENT_NAME | Waters Acquity
AN000835 | chromatography_metadata | COLUMN_NAME | Waters Acquity BEH C18 (150 x 2.1mm, 1.7um) (Milford, MA, USA)
AN000835 | chromatography_metadata | FLOW_RATE | 400 µL/min
AN000835 | chromatography_metadata | COLUMN_TEMPERATURE | 45C
AN000835 | chromatography_metadata | SOLVENT_A | 0.1 % Formic Acid
AN000835 | chromatography_metadata | SOLVENT_B | 99.9% Acetonitrile 0.1% Formic Acid
AN000835 | chromatography_metadata | WEAK_WASH_SOLVENT_NAME | Water
AN000835 | chromatography_metadata | WEAK_WASH_VOLUME | 600 µL
AN000835 | chromatography_metadata | STRONG_WASH_SOLVENT_NAME | Acetonitrile
AN000835 | chromatography_metadata | STRONG_WASH_VOLUME | 200 µL
AN000835 | chromatography_metadata | TARGET_SAMPLE_TEMPERATURE | 6C
AN000835 | chromatography_metadata | SAMPLE_LOOP_SIZE | 20 µL
AN000835 | chromatography_metadata | RANDOMIZATION_ORDER | Random
AN000835 | missingness | n_missing | 34686
AN000835 | missingness | n_value | 99548
AN000835 | missingness | perc_missing | 34.8434925864909
AN000835 | binomial_statistics | estimate | 0.627569839590541
AN000835 | binomial_statistics | statistic | 21948
AN000835 | binomial_statistics | p.value | 0
AN000835 | binomial_statistics | parameter | 34973
AN000835 | binomial_statistics | conf.low | 0.623295618145946
AN000835 | binomial_statistics | conf.high | 1
AN000835 | binomial_statistics | method | Exact binomial test
AN000835 | binomial_statistics | alternative | greater
AN000843 | measurement_metadata | MS_COMMENTS | -
AN000843 | measurement_metadata | INSTRUMENT_NAME | Thermo Q Exactive Orbitrap
AN000843 | measurement_metadata | INSTRUMENT_TYPE | Orbitrap
AN000843 | measurement_metadata | MS_TYPE | ESI
AN000843 | measurement_metadata | ION_MODE | POSITIVE
AN000843 | chromatography_metadata | CHROMATOGRAPHY_TYPE | Reversed phase
AN000843 | chromatography_metadata | INSTRUMENT_NAME | Thermo Scientific Q-Exactive
AN000843 | chromatography_metadata | COLUMN_NAME | ACE Excel 2 C18-PFP (100 x 2.1mm, 2um)
AN000843 | chromatography_metadata | METHODS_FILENAME | Metabolomics_LCMSProtocol_plasma
AN000843 | missingness | n_missing | 229
AN000843 | missingness | n_value | 9040
AN000843 | missingness | perc_missing | 2.53318584070796
AN000843 | binomial_statistics | estimate | 0.90014064697609
AN000843 | binomial_statistics | statistic | 640
AN000843 | binomial_statistics | p.value | 1.00212488874517e-115
AN000843 | binomial_statistics | parameter | 711
AN000843 | binomial_statistics | conf.low | 0.879687135768621
AN000843 | binomial_statistics | conf.high | 1
AN000843 | binomial_statistics | method | Exact binomial test
AN000843 | binomial_statistics | alternative | greater
AN000844 | measurement_metadata | MS_COMMENTS | -
AN000844 | measurement_metadata | INSTRUMENT_NAME | Thermo Q Exactive Orbitrap
AN000844 | measurement_metadata | INSTRUMENT_TYPE | Orbitrap
AN000844 | measurement_metadata | MS_TYPE | ESI
AN000844 | measurement_metadata | ION_MODE | NEGATIVE
AN000844 | chromatography_metadata | CHROMATOGRAPHY_TYPE | Reversed phase
AN000844 | chromatography_metadata | INSTRUMENT_NAME | Thermo Scientific Q-Exactive
AN000844 | chromatography_metadata | COLUMN_NAME | ACE Excel 2 C18-PFP (100 x 2.1mm, 2um)
AN000844 | chromatography_metadata | METHODS_FILENAME | Metabolomics_LCMSProtocol_plasma
AN000844 | missingness | n_missing | 33
AN000844 | missingness | n_value | 5560
AN000844 | missingness | perc_missing | 0.593525179856115
AN000844 | binomial_statistics | estimate | 0.962546816479401
AN000844 | binomial_statistics | statistic | 257
AN000844 | binomial_statistics | p.value | 1.87653556334677e-63
AN000844 | binomial_statistics | parameter | 267
AN000844 | binomial_statistics | conf.low | 0.937299247925125
AN000844 | binomial_statistics | conf.high | 1
AN000844 | binomial_statistics | method | Exact binomial test
AN000844 | binomial_statistics | alternative | greater
AN000845 | measurement_metadata | INSTRUMENT_NAME | Agilent 6550 QTOF
AN000845 | measurement_metadata | INSTRUMENT_TYPE | QTOF
AN000845 | measurement_metadata | MS_TYPE | ESI
AN000845 | measurement_metadata | ION_MODE | POSITIVE
AN000845 | chromatography_metadata | CHROMATOGRAPHY_SUMMARY | Metabolites were separated using a C18 column, Zorbax Eclipse Plus C18 (2.1 x 100 mm, 1.8μm particle size), mobile phase A: water and mobile phase B: IPA/ACN(90:10) both with 0.1% HCOOH at a flow rate of 400μL/min injecting 2μL of extracts on a 1290 Infinity II LC System (Agilent Technologies).
AN000845 | chromatography_metadata | CHROMATOGRAPHY_TYPE | Reversed phase
AN000845 | chromatography_metadata | INSTRUMENT_NAME | Agilent 1290 Infinity II
AN000845 | chromatography_metadata | COLUMN_NAME | Agilent Zorbax Eclipse Plus C18 (100 x 2.1mm, 1.8 um)
AN000845 | missingness | n_missing | 9358
AN000845 | missingness | n_value | 18816
AN000845 | missingness | perc_missing | 49.734268707483
AN000845 | binomial_statistics | estimate | 1
AN000845 | binomial_statistics | statistic | 8
AN000845 | binomial_statistics | p.value | 0.00390625
AN000845 | binomial_statistics | parameter | 8
AN000845 | binomial_statistics | conf.low | 0.687656021933632
AN000845 | binomial_statistics | conf.high | 1
AN000845 | binomial_statistics | method | Exact binomial test
AN000845 | binomial_statistics | alternative | greater
AN000846 | measurement_metadata | INSTRUMENT_NAME | Agilent 6550 QTOF
AN000846 | measurement_metadata | INSTRUMENT_TYPE | QTOF
AN000846 | measurement_metadata | MS_TYPE | ESI
AN000846 | measurement_metadata | ION_MODE | NEGATIVE
AN000846 | chromatography_metadata | CHROMATOGRAPHY_SUMMARY | Metabolites were separated using a C18 column, Zorbax Eclipse Plus C18 (2.1 x 100 mm, 1.8μm particle size), mobile phase A: water and mobile phase B: IPA/ACN(90:10) both with 0.1% HCOOH at a flow rate of 400μL/min injecting 2μL of extracts on a 1290 Infinity II LC System (Agilent Technologies).
AN000846 | chromatography_metadata | CHROMATOGRAPHY_TYPE | Reversed phase
AN000846 | chromatography_metadata | INSTRUMENT_NAME | Agilent 1290 Infinity II
AN000846 | chromatography_metadata | COLUMN_NAME | Agilent Zorbax Eclipse Plus C18 (100 x 2.1mm, 1.8 um)
AN000846 | missingness | n_missing | 11748
AN000846 | missingness | n_value | 23616
AN000846 | missingness | perc_missing | 49.7459349593496
AN000846 | binomial_statistics | estimate | 1
AN000846 | binomial_statistics | statistic | 6
AN000846 | binomial_statistics | p.value | 0.015625
AN000846 | binomial_statistics | parameter | 6
AN000846 | binomial_statistics | conf.low | 0.606962231002917
AN000846 | binomial_statistics | conf.high | 1
AN000846 | binomial_statistics | method | Exact binomial test
AN000846 | binomial_statistics | alternative | greater
AN000847 | measurement_metadata | INSTRUMENT_NAME | Agilent 6550 QTOF
AN000847 | measurement_metadata | INSTRUMENT_TYPE | QTOF
AN000847 | measurement_metadata | MS_TYPE | ESI
AN000847 | measurement_metadata | ION_MODE | POSITIVE
AN000847 | chromatography_metadata | CHROMATOGRAPHY_SUMMARY | Polar metabolites were analyzed using a EMD Millipore ZIC-HILIC (100 mm x 2.1 mm ID, 3.5μm) column, mobile phase A: water with 0.1% formic acid and B: Acetonitrile with 0.1% formic acid at a flow rate 300μL/min. 2μL of extract were injected on a 1290 Infinity II LC System (Agilent Technologies). For the negative ionization mode, mobile phase A was 10mM ammonium acetate and B was acetonitrile.
AN000847 | chromatography_metadata | CHROMATOGRAPHY_TYPE | HILIC
AN000847 | chromatography_metadata | INSTRUMENT_NAME | Agilent 1290 Infinity II
AN000847 | chromatography_metadata | COLUMN_NAME | EMD Millipore ZIC-HILIC (100 x 2.1mm, 3.5 um)
AN000847 | missingness | n_missing | 16487
AN000847 | missingness | n_value | 33672
AN000847 | missingness | perc_missing | 48.9635305298171
AN000847 | binomial_statistics | estimate | 0.941908713692946
AN000847 | binomial_statistics | statistic | 227
AN000847 | binomial_statistics | p.value | 5.24621725608839e-51
AN000847 | binomial_statistics | parameter | 241
AN000847 | binomial_statistics | conf.low | 0.91067447934625
AN000847 | binomial_statistics | conf.high | 1
AN000847 | binomial_statistics | method | Exact binomial test
AN000847 | binomial_statistics | alternative | greater
AN000848 | measurement_metadata | INSTRUMENT_NAME | Agilent 6550 QTOF
AN000848 | measurement_metadata | INSTRUMENT_TYPE | QTOF
AN000848 | measurement_metadata | MS_TYPE | ESI
AN000848 | measurement_metadata | ION_MODE | NEGATIVE
AN000848 | chromatography_metadata | CHROMATOGRAPHY_SUMMARY | Polar metabolites were analyzed using a EMD Millipore ZIC-HILIC (100 mm x 2.1 mm ID, 3.5μm) column, mobile phase A: water with 0.1% formic acid and B: Acetonitrile with 0.1% formic acid at a flow rate 300μL/min. 2μL of extract were injected on a 1290 Infinity II LC System (Agilent Technologies). For the negative ionization mode, mobile phase A was 10mM ammonium acetate and B was acetonitrile.
AN000848 | chromatography_metadata | CHROMATOGRAPHY_TYPE | HILIC
AN000848 | chromatography_metadata | INSTRUMENT_NAME | Agilent 1290 Infinity II
AN000848 | chromatography_metadata | COLUMN_NAME | EMD Millipore ZIC-HILIC (100 x 2.1mm, 3.5 um)
AN000848 | missingness | n_missing | 32716
AN000848 | missingness | n_value | 65436
AN000848 | missingness | perc_missing | 49.9969435784583
AN000848 | binomial_statistics | estimate | 0.866883116883117
AN000848 | binomial_statistics | statistic | 267
AN000848 | binomial_statistics | p.value | 4.46777764618424e-42
AN000848 | binomial_statistics | parameter | 308
AN000848 | binomial_statistics | conf.low | 0.830768861079265
AN000848 | binomial_statistics | conf.high | 1
AN000848 | binomial_statistics | method | Exact binomial test
AN000848 | binomial_statistics | alternative | greater
AN000873 | measurement_metadata | MS_COMMENTS | -
AN000873 | measurement_metadata | INSTRUMENT_NAME | Agilent
AN000873 | measurement_metadata | INSTRUMENT_TYPE | GC x GC-TOF
AN000873 | measurement_metadata | MS_TYPE | EI
AN000873 | measurement_metadata | ION_MODE | POSITIVE
AN000873 | chromatography_metadata | CHROMATOGRAPHY_TYPE | GC
AN000873 | chromatography_metadata | INSTRUMENT_NAME | Agilent 6890N
AN000873 | chromatography_metadata | COLUMN_NAME | DB-5MS capillary column
AN000873 | missingness | n_missing | 1551
AN000873 | missingness | n_value | 15288
AN000873 | missingness | perc_missing | 10.1452119309262
AN000873 | binomial_statistics | estimate | 0.68600941819839
AN000873 | binomial_statistics | statistic | 4516
AN000873 | binomial_statistics | p.value | 4.13780763683841e-205
AN000873 | binomial_statistics | parameter | 6583
AN000873 | binomial_statistics | conf.low | 0.676464808102199
AN000873 | binomial_statistics | conf.high | 1
AN000873 | binomial_statistics | method | Exact binomial test
AN000873 | binomial_statistics | alternative | greater
AN000875 | measurement_metadata | MS_COMMENTS | -
AN000875 | measurement_metadata | INSTRUMENT_NAME | Waters
AN000875 | measurement_metadata | INSTRUMENT_TYPE | QTOF
AN000875 | measurement_metadata | MS_TYPE | ESI
AN000875 | measurement_metadata | ION_MODE | NEGATIVE
AN000875 | chromatography_metadata | CHROMATOGRAPHY_TYPE | Reversed phase
AN000875 | chromatography_metadata | INSTRUMENT_NAME | Waters
AN000875 | chromatography_metadata | COLUMN_NAME | Waters Acquity BEH C18 (100 x 2mm, 1.7um)
AN000875 | missingness | n_missing | 37
AN000875 | missingness | n_value | 18081
AN000875 | missingness | perc_missing | 0.204634699408219
AN000875 | binomial_statistics | estimate | 0.998459167950693
AN000875 | binomial_statistics | statistic | 648
AN000875 | binomial_statistics | p.value | 2.78257046260843e-193
AN000875 | binomial_statistics | parameter | 649
AN000875 | binomial_statistics | conf.low | 0.992711550717345
AN000875 | binomial_statistics | conf.high | 1
AN000875 | binomial_statistics | method | Exact binomial test
AN000875 | binomial_statistics | alternative | greater
AN000877 | measurement_metadata | MS_COMMENTS | -
AN000877 | measurement_metadata | INSTRUMENT_NAME | Agilent CE-TOFMS
AN000877 | measurement_metadata | INSTRUMENT_TYPE | TOF
AN000877 | measurement_metadata | MS_TYPE | ESI
AN000877 | measurement_metadata | ION_MODE | POSITIVE
AN000877 | chromatography_metadata | CHROMATOGRAPHY_TYPE | CE
AN000877 | chromatography_metadata | INSTRUMENT_NAME | Agilent CE
AN000877 | chromatography_metadata | COLUMN_NAME | COSMO(+), i.d.50 Âµm(anion), Fused-silica, i.d. 50 Âµm(cation)
AN000877 | chromatography_metadata | INTERNAL_STANDARD | 20 μM each of methionine sulfone, and D-camphor-10-sulfonic acid (CSA)
AN000877 | missingness | n_missing | 493
AN000877 | missingness | n_value | 1717
AN000877 | missingness | perc_missing | 28.7128712871287
AN000877 | binomial_statistics | estimate | 0.607594936708861
AN000877 | binomial_statistics | statistic | 96
AN000877 | binomial_statistics | p.value | 0.00422395864810755
AN000877 | binomial_statistics | parameter | 158
AN000877 | binomial_statistics | conf.low | 0.53940661454007
AN000877 | binomial_statistics | conf.high | 1
AN000877 | binomial_statistics | method | Exact binomial test
AN000877 | binomial_statistics | alternative | greater
AN000878 | measurement_metadata | MS_COMMENTS | -
AN000878 | measurement_metadata | INSTRUMENT_NAME | Agilent CE-TOFMS
AN000878 | measurement_metadata | INSTRUMENT_TYPE | TOF
AN000878 | measurement_metadata | MS_TYPE | ESI
AN000878 | measurement_metadata | ION_MODE | NEGATIVE
AN000878 | chromatography_metadata | CHROMATOGRAPHY_TYPE | CE
AN000878 | chromatography_metadata | INSTRUMENT_NAME | Agilent CE
AN000878 | chromatography_metadata | COLUMN_NAME | COSMO(+), i.d.50 Âµm(anion), Fused-silica, i.d. 50 Âµm(cation)
AN000878 | chromatography_metadata | INTERNAL_STANDARD | 20 μM each of methionine sulfone, and D-camphor-10-sulfonic acid (CSA)
AN000878 | missingness | n_missing | 399
AN000878 | missingness | n_value | 2907
AN000878 | missingness | perc_missing | 13.7254901960784
AN000878 | binomial_statistics | estimate | 0.896174863387978
AN000878 | binomial_statistics | statistic | 164
AN000878 | binomial_statistics | p.value | 2.78913814632923e-30
AN000878 | binomial_statistics | parameter | 183
AN000878 | binomial_statistics | conf.low | 0.851382077824626
AN000878 | binomial_statistics | conf.high | 1
AN000878 | binomial_statistics | method | Exact binomial test
AN000878 | binomial_statistics | alternative | greater
AN000894 | measurement_metadata | MS_COMMENTS | -
AN000894 | measurement_metadata | INSTRUMENT_NAME | Thermo Q Exactive Orbitrap
AN000894 | measurement_metadata | INSTRUMENT_TYPE | Orbitrap
AN000894 | measurement_metadata | MS_TYPE | ESI
AN000894 | measurement_metadata | ION_MODE | POSITIVE
AN000894 | measurement_metadata | MS_RESULTS_FILE | ST000583_AN000894_Results.txt
AN000894 | chromatography_metadata | CHROMATOGRAPHY_TYPE | Reversed phase
AN000894 | chromatography_metadata | INSTRUMENT_NAME | Thermo Scientific-Dionex Ultimate 3000
AN000894 | chromatography_metadata | COLUMN_NAME | ACE Excel 2 C18-PFP (100 x 2.1mm, 2um)
AN000894 | chromatography_metadata | METHODS_FILENAME | Metabolomics_LCMSProtocol_plasma.pdf
AN000894 | missingness | n_missing | 51
AN000894 | missingness | n_value | 7747
AN000894 | missingness | perc_missing | 0.658319349425584
AN000894 | binomial_statistics | estimate | 0.933618843683084
AN000894 | binomial_statistics | statistic | 436
AN000894 | binomial_statistics | p.value | 6.95814647080822e-93
AN000894 | binomial_statistics | parameter | 467
AN000894 | binomial_statistics | conf.low | 0.911459963422164
AN000894 | binomial_statistics | conf.high | 1
AN000894 | binomial_statistics | method | Exact binomial test
AN000894 | binomial_statistics | alternative | greater
AN000895 | measurement_metadata | MS_COMMENTS | -
AN000895 | measurement_metadata | INSTRUMENT_NAME | Thermo Q Exactive Orbitrap
AN000895 | measurement_metadata | INSTRUMENT_TYPE | Orbitrap
AN000895 | measurement_metadata | MS_TYPE | ESI
AN000895 | measurement_metadata | ION_MODE | NEGATIVE
AN000895 | measurement_metadata | MS_RESULTS_FILE | ST000583_AN000895_Results.txt
AN000895 | chromatography_metadata | CHROMATOGRAPHY_TYPE | Reversed phase
AN000895 | chromatography_metadata | INSTRUMENT_NAME | Thermo Scientific-Dionex Ultimate 3000
AN000895 | chromatography_metadata | COLUMN_NAME | ACE Excel 2 C18-PFP (100 x 2.1mm, 2um)
AN000895 | chromatography_metadata | METHODS_FILENAME | Metabolomics_LCMSProtocol_plasma.pdf
AN000895 | missingness | n_missing | 26
AN000895 | missingness | n_value | 7503
AN000895 | missingness | perc_missing | 0.346528055444489
AN000895 | binomial_statistics | estimate | 0.982456140350877
AN000895 | binomial_statistics | statistic | 224
AN000895 | binomial_statistics | p.value | 2.58795040885642e-61
AN000895 | binomial_statistics | parameter | 228
AN000895 | binomial_statistics | conf.low | 0.960305035698554
AN000895 | binomial_statistics | conf.high | 1
AN000895 | binomial_statistics | method | Exact binomial test
AN000895 | binomial_statistics | alternative | greater
AN000901 | measurement_metadata | MS_COMMENTS | -
AN000901 | measurement_metadata | INSTRUMENT_NAME | Agilent 5975B
AN000901 | measurement_metadata | INSTRUMENT_TYPE | Single quadrupole
AN000901 | measurement_metadata | MS_TYPE | EI
AN000901 | measurement_metadata | ION_MODE | POSITIVE
AN000901 | chromatography_metadata | CHROMATOGRAPHY_SUMMARY | GC/MS methods follow previous studies using a 6890 N GC connected to a 5975B Inert single quadrupole MS (Agilent Technologies, Santa Clara, CA) (Bonikos et al. 1975; Fiehn 2008; Kind et al. 2009). The two wall-coated, open-tubular GC columns connected in series are both from J&W/Agilent (part 122–5512), DB5-MS, 15 meters in length, 0.25 mm in diameter, with an 0.25-l m luminal film. Positive ions generated with conventional electron-ionization at 70 eV are scanned broadly from 600 to 50 m/z in the detector throughout the 45 min cycle time.
AN000901 | chromatography_metadata | CHROMATOGRAPHY_TYPE | GC
AN000901 | chromatography_metadata | INSTRUMENT_NAME | Agilent 6890N
AN000901 | chromatography_metadata | COLUMN_NAME | Agilent DB5-MS (15m Ã— 0.25mm, 0.25um)
AN000901 | chromatography_metadata | FLOW_RATE | 2.0 mL/min
AN000901 | chromatography_metadata | TIME_PROGRAM | initial GC oven temperature of 60°C increased at 10°C/min to a final temperature of 325°C
AN000901 | missingness | n_missing | 897
AN000901 | missingness | n_value | 4320
AN000901 | missingness | perc_missing | 20.7638888888889
AN000901 | binomial_statistics | estimate | 0.872049689440994
AN000901 | binomial_statistics | statistic | 702
AN000901 | binomial_statistics | p.value | 1.19722488405548e-110
AN000901 | binomial_statistics | parameter | 805
AN000901 | binomial_statistics | conf.low | 0.851045864867661
AN000901 | binomial_statistics | conf.high | 1
AN000901 | binomial_statistics | method | Exact binomial test
AN000901 | binomial_statistics | alternative | greater
AN000904 | measurement_metadata | MS_COMMENTS | -
AN000904 | measurement_metadata | INSTRUMENT_NAME | Agilent 5975B
AN000904 | measurement_metadata | INSTRUMENT_TYPE | Single quadrupole
AN000904 | measurement_metadata | MS_TYPE | EI
AN000904 | measurement_metadata | ION_MODE | POSITIVE
AN000904 | chromatography_metadata | CHROMATOGRAPHY_SUMMARY | GC/MS methods follow previous studies using a 6890 N GC connected to a 5975B Inert single quadrupole MS (Agilent Technologies, Santa Clara, CA) (Bonikos et al. 1975; Fiehn 2008; Kind et al. 2009). The two wall-coated, open-tubular GC columns connected in series are both from J&W/Agilent (part 122–5512), DB5-MS, 15 meters in length, 0.25 mm in diameter, with an 0.25-l m luminal film. Positive ions generated with conventional electron-ionization at 70 eV are scanned broadly from 600 to 50 m/z in the detector throughout the 45 min cycle time.
AN000904 | chromatography_metadata | CHROMATOGRAPHY_TYPE | GC
AN000904 | chromatography_metadata | INSTRUMENT_NAME | Agilent 6890N
AN000904 | chromatography_metadata | COLUMN_NAME | Agilent DB5-MS (15m Ã— 0.25mm, 0.25um)
AN000904 | chromatography_metadata | FLOW_RATE | 2.0 mL/min
AN000904 | chromatography_metadata | TIME_PROGRAM | initial GC oven temperature of 60°C increased at 10°C/min to a final temperature of 325°C
AN000904 | missingness | n_missing | 14148
AN000904 | missingness | n_value | 42570
AN000904 | missingness | perc_missing | 33.2346723044397
AN000904 | binomial_statistics | estimate | 0.803185147334355
AN000904 | binomial_statistics | statistic | 9431
AN000904 | binomial_statistics | p.value | 0
AN000904 | binomial_statistics | parameter | 11742
AN000904 | binomial_statistics | conf.low | 0.797052008503646
AN000904 | binomial_statistics | conf.high | 1
AN000904 | binomial_statistics | method | Exact binomial test
AN000904 | binomial_statistics | alternative | greater
AN000929 | measurement_metadata | MS_COMMENTS | -
AN000929 | measurement_metadata | INSTRUMENT_NAME | Thermo Velos Pro Orbitrap
AN000929 | measurement_metadata | INSTRUMENT_TYPE | Orbitrap
AN000929 | measurement_metadata | MS_TYPE | ESI
AN000929 | measurement_metadata | ION_MODE | POSITIVE
AN000929 | chromatography_metadata | CHROMATOGRAPHY_TYPE | Reversed phase
AN000929 | chromatography_metadata | INSTRUMENT_NAME | Waters NanoAcquity
AN000929 | chromatography_metadata | COLUMN_NAME | Waters Acquity HSS T3 (150 x 1mm, 1.8um)
AN000929 | missingness | n_missing | 274
AN000929 | missingness | n_value | 15780
AN000929 | missingness | perc_missing | 1.73637515842839
AN000929 | binomial_statistics | estimate | 1
AN000929 | binomial_statistics | statistic | 236
AN000929 | binomial_statistics | p.value | 9.05567907882694e-72
AN000929 | binomial_statistics | parameter | 236
AN000929 | binomial_statistics | conf.low | 0.987386445398818
AN000929 | binomial_statistics | conf.high | 1
AN000929 | binomial_statistics | method | Exact binomial test
AN000929 | binomial_statistics | alternative | greater
AN000937 | measurement_metadata | MS_COMMENTS | -
AN000937 | measurement_metadata | INSTRUMENT_NAME | Thermo Quantiva Access Max
AN000937 | measurement_metadata | INSTRUMENT_TYPE | Triple quadrupole
AN000937 | measurement_metadata | MS_TYPE | ESI
AN000937 | measurement_metadata | ION_MODE | UNSPECIFIED
AN000937 | chromatography_metadata | CHROMATOGRAPHY_TYPE | None (Direct infusion)
AN000937 | chromatography_metadata | INSTRUMENT_NAME | TSQ Quantum Access Max
AN000937 | chromatography_metadata | COLUMN_NAME | none
AN000937 | missingness | n_missing | 1581
AN000937 | missingness | n_value | 3880
AN000937 | missingness | perc_missing | 40.7474226804124
AN000937 | binomial_statistics | estimate | 0.506139154160982
AN000937 | binomial_statistics | statistic | 1113
AN000937 | binomial_statistics | p.value | 0.289641163464997
AN000937 | binomial_statistics | parameter | 2199
AN000937 | binomial_statistics | conf.low | 0.488376461291182
AN000937 | binomial_statistics | conf.high | 1
AN000937 | binomial_statistics | method | Exact binomial test
AN000937 | binomial_statistics | alternative | greater
AN000938 | measurement_metadata | MS_COMMENTS | -
AN000938 | measurement_metadata | INSTRUMENT_NAME | Thermo Quantiva Access Max
AN000938 | measurement_metadata | INSTRUMENT_TYPE | Triple quadrupole
AN000938 | measurement_metadata | MS_TYPE | ESI
AN000938 | measurement_metadata | ION_MODE | UNSPECIFIED
AN000938 | chromatography_metadata | CHROMATOGRAPHY_TYPE | None (Direct infusion)
AN000938 | chromatography_metadata | INSTRUMENT_NAME | TSQ Quantum Access Max
AN000938 | chromatography_metadata | COLUMN_NAME | none
AN000938 | missingness | n_missing | 1006
AN000938 | missingness | n_value | 3280
AN000938 | missingness | perc_missing | 30.6707317073171
AN000938 | binomial_statistics | estimate | 0.521421616358325
AN000938 | binomial_statistics | statistic | 1071
AN000938 | binomial_statistics | p.value | 0.0274386859881431
AN000938 | binomial_statistics | parameter | 2054
AN000938 | binomial_statistics | conf.low | 0.503033944327777
AN000938 | binomial_statistics | conf.high | 1
AN000938 | binomial_statistics | method | Exact binomial test
AN000938 | binomial_statistics | alternative | greater
AN000945 | measurement_metadata | INSTRUMENT_NAME | Thermo Quantiva Access Max
AN000945 | measurement_metadata | INSTRUMENT_TYPE | Triple quadrupole
AN000945 | measurement_metadata | MS_TYPE | ESI
AN000945 | measurement_metadata | ION_MODE | UNSPECIFIED
AN000945 | chromatography_metadata | INSTRUMENT_NAME | None
AN000945 | chromatography_metadata | COLUMN_NAME | none
AN000945 | chromatography_metadata | CHROMATOGRAPHY_TYPE | None (Direct infusion)
AN000945 | missingness | n_missing | 2680
AN000945 | missingness | n_value | 6760
AN000945 | missingness | perc_missing | 39.6449704142012
AN000945 | binomial_statistics | estimate | 0.497303921568627
AN000945 | binomial_statistics | statistic | 2029
AN000945 | binomial_statistics | p.value | 0.640603565229049
AN000945 | binomial_statistics | parameter | 4080
AN000945 | binomial_statistics | conf.low | 0.484310384529408
AN000945 | binomial_statistics | conf.high | 1
AN000945 | binomial_statistics | method | Exact binomial test
AN000945 | binomial_statistics | alternative | greater
AN000952 | measurement_metadata | MS_COMMENTS | -
AN000952 | measurement_metadata | INSTRUMENT_NAME | Thermo Quantiva Access Max
AN000952 | measurement_metadata | INSTRUMENT_TYPE | Triple quadrupole
AN000952 | measurement_metadata | MS_TYPE | ESI
AN000952 | measurement_metadata | ION_MODE | UNSPECIFIED
AN000952 | chromatography_metadata | CHROMATOGRAPHY_TYPE | None (Direct infusion)
AN000952 | chromatography_metadata | INSTRUMENT_NAME | None
AN000952 | chromatography_metadata | COLUMN_NAME | none
AN000952 | missingness | n_missing | 866
AN000952 | missingness | n_value | 2320
AN000952 | missingness | perc_missing | 37.3275862068965
AN000952 | binomial_statistics | estimate | 0.51620029455081
AN000952 | binomial_statistics | statistic | 701
AN000952 | binomial_statistics | p.value | 0.121628337734345
AN000952 | binomial_statistics | parameter | 1358
AN000952 | binomial_statistics | conf.low | 0.493516008901489
AN000952 | binomial_statistics | conf.high | 1
AN000952 | binomial_statistics | method | Exact binomial test
AN000952 | binomial_statistics | alternative | greater
AN000956 | measurement_metadata | INSTRUMENT_NAME | Thermo Quantiva Access Max
AN000956 | measurement_metadata | INSTRUMENT_TYPE | Triple quadrupole
AN000956 | measurement_metadata | MS_TYPE | ESI
AN000956 | measurement_metadata | ION_MODE | UNSPECIFIED
AN000956 | chromatography_metadata | INSTRUMENT_NAME | None
AN000956 | chromatography_metadata | COLUMN_NAME | none
AN000956 | chromatography_metadata | CHROMATOGRAPHY_TYPE | None (Direct infusion)
AN000956 | missingness | n_missing | 2599
AN000956 | missingness | n_value | 14400
AN000956 | missingness | perc_missing | 18.0486111111111
AN000956 | binomial_statistics | estimate | 0.870979599338357
AN000956 | binomial_statistics | statistic | 4739
AN000956 | binomial_statistics | p.value | 0
AN000956 | binomial_statistics | parameter | 5441
AN000956 | binomial_statistics | conf.low | 0.863265026962358
AN000956 | binomial_statistics | conf.high | 1
AN000956 | binomial_statistics | method | Exact binomial test
AN000956 | binomial_statistics | alternative | greater
AN001071 | measurement_metadata | MS_COMMENTS | -
AN001071 | measurement_metadata | INSTRUMENT_NAME | Agilent 6530 QTOF
AN001071 | measurement_metadata | INSTRUMENT_TYPE | QTOF
AN001071 | measurement_metadata | MS_TYPE | ESI
AN001071 | measurement_metadata | ION_MODE | NEGATIVE
AN001071 | chromatography_metadata | CHROMATOGRAPHY_TYPE | Reversed phase
AN001071 | chromatography_metadata | INSTRUMENT_NAME | Agilent
AN001071 | chromatography_metadata | COLUMN_NAME | Waters Acquity HSS T3 (50 x 2.1mm, 1.8um)
AN001071 | missingness | n_missing | 754
AN001071 | missingness | n_value | 3762
AN001071 | missingness | perc_missing | 20.0425305688464
AN001071 | binomial_statistics | estimate | 0.663941128372854
AN001071 | binomial_statistics | statistic | 812
AN001071 | binomial_statistics | p.value | 3.994330943888e-31
AN001071 | binomial_statistics | parameter | 1223
AN001071 | binomial_statistics | conf.low | 0.641038804464535
AN001071 | binomial_statistics | conf.high | 1
AN001071 | binomial_statistics | method | Exact binomial test
AN001071 | binomial_statistics | alternative | greater
AN001072 | measurement_metadata | MS_COMMENTS | -
AN001072 | measurement_metadata | INSTRUMENT_NAME | Agilent 6530 QTOF
AN001072 | measurement_metadata | INSTRUMENT_TYPE | QTOF
AN001072 | measurement_metadata | MS_TYPE | ESI
AN001072 | measurement_metadata | ION_MODE | POSITIVE
AN001072 | chromatography_metadata | CHROMATOGRAPHY_TYPE | Reversed phase
AN001072 | chromatography_metadata | INSTRUMENT_NAME | Agilent
AN001072 | chromatography_metadata | COLUMN_NAME | Waters Acquity HSS T3 (50 x 2.1mm, 1.8um)
AN001072 | missingness | n_missing | 1086
AN001072 | missingness | n_value | 4921
AN001072 | missingness | perc_missing | 22.06868522658
AN001072 | binomial_statistics | estimate | 0.663437021927588
AN001072 | binomial_statistics | statistic | 1301
AN001072 | binomial_statistics | p.value | 1.7425884733584e-48
AN001072 | binomial_statistics | parameter | 1961
AN001072 | binomial_statistics | conf.low | 0.645456999821744
AN001072 | binomial_statistics | conf.high | 1
AN001072 | binomial_statistics | method | Exact binomial test
AN001072 | binomial_statistics | alternative | greater
AN001073 | measurement_metadata | MS_COMMENTS | -
AN001073 | measurement_metadata | INSTRUMENT_NAME | Agilent 6530 QTOF
AN001073 | measurement_metadata | INSTRUMENT_TYPE | QTOF
AN001073 | measurement_metadata | MS_TYPE | ESI
AN001073 | measurement_metadata | ION_MODE | NEGATIVE
AN001073 | chromatography_metadata | CHROMATOGRAPHY_TYPE | Reversed phase
AN001073 | chromatography_metadata | INSTRUMENT_NAME | Agilent
AN001073 | chromatography_metadata | COLUMN_NAME | Waters Acquity HSS T3 (50 x 2.1mm, 1.8um)
AN001073 | missingness | n_missing | 4290
AN001073 | missingness | n_value | 11832
AN001073 | missingness | perc_missing | 36.2576064908722
AN001073 | binomial_statistics | estimate | 0.680480072463768
AN001073 | binomial_statistics | statistic | 3005
AN001073 | binomial_statistics | p.value | 3.79495422501218e-130
AN001073 | binomial_statistics | parameter | 4416
AN001073 | binomial_statistics | conf.low | 0.668739030260733
AN001073 | binomial_statistics | conf.high | 1
AN001073 | binomial_statistics | method | Exact binomial test
AN001073 | binomial_statistics | alternative | greater
AN001074 | measurement_metadata | MS_COMMENTS | -
AN001074 | measurement_metadata | INSTRUMENT_NAME | Agilent 6530 QTOF
AN001074 | measurement_metadata | INSTRUMENT_TYPE | QTOF
AN001074 | measurement_metadata | MS_TYPE | ESI
AN001074 | measurement_metadata | ION_MODE | POSITIVE
AN001074 | chromatography_metadata | CHROMATOGRAPHY_TYPE | Reversed phase
AN001074 | chromatography_metadata | INSTRUMENT_NAME | Agilent
AN001074 | chromatography_metadata | COLUMN_NAME | Waters Acquity HSS T3 (50 x 2.1mm, 1.8um)
AN001074 | missingness | n_missing | 5193
AN001074 | missingness | n_value | 11985
AN001074 | missingness | perc_missing | 43.3291614518148
AN001074 | binomial_statistics | estimate | 0.635985006247397
AN001074 | binomial_statistics | statistic | 3054
AN001074 | binomial_statistics | p.value | 2.17091643060022e-80
AN001074 | binomial_statistics | parameter | 4802
AN001074 | binomial_statistics | conf.low | 0.624400961714011
AN001074 | binomial_statistics | conf.high | 1
AN001074 | binomial_statistics | method | Exact binomial test
AN001074 | binomial_statistics | alternative | greater
AN001079 | measurement_metadata | MS_COMMENTS | -
AN001079 | measurement_metadata | INSTRUMENT_NAME | Agilent 6530 QTOF
AN001079 | measurement_metadata | INSTRUMENT_TYPE | QTOF
AN001079 | measurement_metadata | MS_TYPE | ESI
AN001079 | measurement_metadata | ION_MODE | NEGATIVE
AN001079 | chromatography_metadata | CHROMATOGRAPHY_TYPE | Reversed phase
AN001079 | chromatography_metadata | INSTRUMENT_NAME | Agilent
AN001079 | chromatography_metadata | COLUMN_NAME | Waters Acquity HSS T3 (50 x 2.1mm, 1.8um)
AN001079 | missingness | n_missing | 843
AN001079 | missingness | n_value | 3645
AN001079 | missingness | perc_missing | 23.1275720164609
AN001079 | binomial_statistics | estimate | 0.732262382864793
AN001079 | binomial_statistics | statistic | 547
AN001079 | binomial_statistics | p.value | 2.13854342386667e-38
AN001079 | binomial_statistics | parameter | 747
AN001079 | binomial_statistics | conf.low | 0.704291060278991
AN001079 | binomial_statistics | conf.high | 1
AN001079 | binomial_statistics | method | Exact binomial test
AN001079 | binomial_statistics | alternative | greater
AN001080 | measurement_metadata | MS_COMMENTS | -
AN001080 | measurement_metadata | INSTRUMENT_NAME | Agilent 6530 QTOF
AN001080 | measurement_metadata | INSTRUMENT_TYPE | QTOF
AN001080 | measurement_metadata | MS_TYPE | ESI
AN001080 | measurement_metadata | ION_MODE | POSITIVE
AN001080 | chromatography_metadata | CHROMATOGRAPHY_TYPE | Reversed phase
AN001080 | chromatography_metadata | INSTRUMENT_NAME | Agilent
AN001080 | chromatography_metadata | COLUMN_NAME | Waters Acquity HSS T3 (50 x 2.1mm, 1.8um)
AN001080 | missingness | n_missing | 1436
AN001080 | missingness | n_value | 4545
AN001080 | missingness | perc_missing | 31.5951595159516
AN001080 | binomial_statistics | estimate | 0.758538522637013
AN001080 | binomial_statistics | statistic | 955
AN001080 | binomial_statistics | p.value | 6.66808307681012e-79
AN001080 | binomial_statistics | parameter | 1259
AN001080 | binomial_statistics | conf.low | 0.737864814688885
AN001080 | binomial_statistics | conf.high | 1
AN001080 | binomial_statistics | method | Exact binomial test
AN001080 | binomial_statistics | alternative | greater
AN001083 | measurement_metadata | MS_COMMENTS | -
AN001083 | measurement_metadata | INSTRUMENT_NAME | Agilent 6530 QTOF
AN001083 | measurement_metadata | INSTRUMENT_TYPE | QTOF
AN001083 | measurement_metadata | MS_TYPE | ESI
AN001083 | measurement_metadata | ION_MODE | NEGATIVE
AN001083 | chromatography_metadata | CHROMATOGRAPHY_TYPE | Reversed phase
AN001083 | chromatography_metadata | INSTRUMENT_NAME | Agilent
AN001083 | chromatography_metadata | COLUMN_NAME | Waters Acquity HSS T3 (50 x 2.1mm, 1.8um)
AN001083 | missingness | n_missing | 1065
AN001083 | missingness | n_value | 5760
AN001083 | missingness | perc_missing | 18.4895833333333
AN001083 | binomial_statistics | estimate | 0.65822102425876
AN001083 | binomial_statistics | statistic | 1221
AN001083 | binomial_statistics | p.value | 3.71550001627617e-43
AN001083 | binomial_statistics | parameter | 1855
AN001083 | binomial_statistics | conf.low | 0.639660708113821
AN001083 | binomial_statistics | conf.high | 1
AN001083 | binomial_statistics | method | Exact binomial test
AN001083 | binomial_statistics | alternative | greater
AN001084 | measurement_metadata | MS_COMMENTS | -
AN001084 | measurement_metadata | INSTRUMENT_NAME | Agilent 6530 QTOF
AN001084 | measurement_metadata | INSTRUMENT_TYPE | QTOF
AN001084 | measurement_metadata | MS_TYPE | ESI
AN001084 | measurement_metadata | ION_MODE | POSITIVE
AN001084 | chromatography_metadata | CHROMATOGRAPHY_TYPE | Reversed phase
AN001084 | chromatography_metadata | INSTRUMENT_NAME | Agilent
AN001084 | chromatography_metadata | COLUMN_NAME | Waters Acquity HSS T3 (50 x 2.1mm, 1.8um)
AN001084 | missingness | n_missing | 1213
AN001084 | missingness | n_value | 6270
AN001084 | missingness | perc_missing | 19.3460925039872
AN001084 | binomial_statistics | estimate | 0.697809566383549
AN001084 | binomial_statistics | statistic | 1561
AN001084 | binomial_statistics | p.value | 2.3042593330834e-80
AN001084 | binomial_statistics | parameter | 2237
AN001084 | binomial_statistics | conf.low | 0.681430046347883
AN001084 | binomial_statistics | conf.high | 1
AN001084 | binomial_statistics | method | Exact binomial test
AN001084 | binomial_statistics | alternative | greater
AN001110 | measurement_metadata | MS_COMMENTS | -
AN001110 | measurement_metadata | INSTRUMENT_NAME | Agilent 6530 QTOF
AN001110 | measurement_metadata | INSTRUMENT_TYPE | QTOF
AN001110 | measurement_metadata | MS_TYPE | ESI
AN001110 | measurement_metadata | ION_MODE | NEGATIVE
AN001110 | chromatography_metadata | CHROMATOGRAPHY_TYPE | Reversed phase
AN001110 | chromatography_metadata | INSTRUMENT_NAME | Agilent
AN001110 | chromatography_metadata | COLUMN_NAME | Waters Acquity HSS T3 (50 x 2.1mm, 1.8um)
AN001110 | missingness | n_missing | 912
AN001110 | missingness | n_value | 3024
AN001110 | missingness | perc_missing | 30.1587301587302
AN001110 | binomial_statistics | estimate | 0.727272727272727
AN001110 | binomial_statistics | statistic | 480
AN001110 | binomial_statistics | p.value | 1.04466100640331e-32
AN001110 | binomial_statistics | parameter | 660
AN001110 | binomial_statistics | conf.low | 0.697277935151888
AN001110 | binomial_statistics | conf.high | 1
AN001110 | binomial_statistics | method | Exact binomial test
AN001110 | binomial_statistics | alternative | greater
AN001111 | measurement_metadata | MS_COMMENTS | -
AN001111 | measurement_metadata | INSTRUMENT_NAME | Agilent 6530 QTOF
AN001111 | measurement_metadata | INSTRUMENT_TYPE | QTOF
AN001111 | measurement_metadata | MS_TYPE | ESI
AN001111 | measurement_metadata | ION_MODE | POSITIVE
AN001111 | chromatography_metadata | CHROMATOGRAPHY_TYPE | Reversed phase
AN001111 | chromatography_metadata | INSTRUMENT_NAME | Agilent
AN001111 | chromatography_metadata | COLUMN_NAME | Waters Acquity HSS T3 (50 x 2.1mm, 1.8um)
AN001111 | missingness | n_missing | 656
AN001111 | missingness | n_value | 2928
AN001111 | missingness | perc_missing | 22.4043715846995
AN001111 | binomial_statistics | estimate | 0.651554404145078
AN001111 | binomial_statistics | statistic | 503
AN001111 | binomial_statistics | p.value | 1.4470146657956e-17
AN001111 | binomial_statistics | parameter | 772
AN001111 | binomial_statistics | conf.low | 0.62230212580342
AN001111 | binomial_statistics | conf.high | 1
AN001111 | binomial_statistics | method | Exact binomial test
AN001111 | binomial_statistics | alternative | greater
AN001136 | measurement_metadata | MS_COMMENTS | -
AN001136 | measurement_metadata | INSTRUMENT_NAME | Agilent 6530 QTOF
AN001136 | measurement_metadata | INSTRUMENT_TYPE | QTOF
AN001136 | measurement_metadata | MS_TYPE | ESI
AN001136 | measurement_metadata | ION_MODE | NEGATIVE
AN001136 | chromatography_metadata | CHROMATOGRAPHY_TYPE | Reversed phase
AN001136 | chromatography_metadata | INSTRUMENT_NAME | Agilent
AN001136 | chromatography_metadata | COLUMN_NAME | Waters Acquity HSS T3 (50 x 2.1mm, 1.8um)
AN001136 | missingness | n_missing | 133
AN001136 | missingness | n_value | 1309
AN001136 | missingness | perc_missing | 10.1604278074866
AN001136 | binomial_statistics | estimate | 0.847222222222222
AN001136 | binomial_statistics | statistic | 183
AN001136 | binomial_statistics | p.value | 1.1006989630152e-26
AN001136 | binomial_statistics | parameter | 216
AN001136 | binomial_statistics | conf.low | 0.801086903944739
AN001136 | binomial_statistics | conf.high | 1
AN001136 | binomial_statistics | method | Exact binomial test
AN001136 | binomial_statistics | alternative | greater
AN001137 | measurement_metadata | MS_COMMENTS | -
AN001137 | measurement_metadata | INSTRUMENT_NAME | Agilent 6530 QTOF
AN001137 | measurement_metadata | INSTRUMENT_TYPE | QTOF
AN001137 | measurement_metadata | MS_TYPE | ESI
AN001137 | measurement_metadata | ION_MODE | POSITIVE
AN001137 | chromatography_metadata | CHROMATOGRAPHY_TYPE | Reversed phase
AN001137 | chromatography_metadata | INSTRUMENT_NAME | Agilent
AN001137 | chromatography_metadata | COLUMN_NAME | Waters Acquity HSS T3 (50 x 2.1mm, 1.8um)
AN001137 | missingness | n_missing | 282
AN001137 | missingness | n_value | 1969
AN001137 | missingness | perc_missing | 14.3219908583037
AN001137 | binomial_statistics | estimate | 0.815126050420168
AN001137 | binomial_statistics | statistic | 388
AN001137 | binomial_statistics | p.value | 2.83758084108497e-46
AN001137 | binomial_statistics | parameter | 476
AN001137 | binomial_statistics | conf.low | 0.783374647948871
AN001137 | binomial_statistics | conf.high | 1
AN001137 | binomial_statistics | method | Exact binomial test
AN001137 | binomial_statistics | alternative | greater
AN001155 | measurement_metadata | MS_COMMENTS | -
AN001155 | measurement_metadata | INSTRUMENT_NAME | Agilent 6530 QTOF
AN001155 | measurement_metadata | INSTRUMENT_TYPE | QTOF
AN001155 | measurement_metadata | MS_TYPE | ESI
AN001155 | measurement_metadata | ION_MODE | NEGATIVE
AN001155 | chromatography_metadata | CHROMATOGRAPHY_TYPE | Reversed phase
AN001155 | chromatography_metadata | INSTRUMENT_NAME | Agilent
AN001155 | chromatography_metadata | COLUMN_NAME | Waters Acquity HSS T3 (50 x 2.1mm, 1.8um)
AN001155 | missingness | n_missing | 840
AN001155 | missingness | n_value | 3600
AN001155 | missingness | perc_missing | 23.3333333333333
AN001155 | binomial_statistics | estimate | 0.65719696969697
AN001155 | binomial_statistics | statistic | 694
AN001155 | binomial_statistics | p.value | 4.73669605757831e-25
AN001155 | binomial_statistics | parameter | 1056
AN001155 | binomial_statistics | conf.low | 0.632393434736336
AN001155 | binomial_statistics | conf.high | 1
AN001155 | binomial_statistics | method | Exact binomial test
AN001155 | binomial_statistics | alternative | greater
AN001156 | measurement_metadata | MS_COMMENTS | -
AN001156 | measurement_metadata | INSTRUMENT_NAME | Agilent 6530 QTOF
AN001156 | measurement_metadata | INSTRUMENT_TYPE | QTOF
AN001156 | measurement_metadata | MS_TYPE | ESI
AN001156 | measurement_metadata | ION_MODE | POSITIVE
AN001156 | chromatography_metadata | CHROMATOGRAPHY_TYPE | Reversed phase
AN001156 | chromatography_metadata | INSTRUMENT_NAME | Agilent
AN001156 | chromatography_metadata | COLUMN_NAME | Waters Acquity HSS T3 (50 x 2.1mm, 1.8um)
AN001156 | missingness | n_missing | 1077
AN001156 | missingness | n_value | 4392
AN001156 | missingness | perc_missing | 24.5218579234973
AN001156 | binomial_statistics | estimate | 0.740986019131714
AN001156 | binomial_statistics | statistic | 1007
AN001156 | binomial_statistics | p.value | 1.2316474796104e-73
AN001156 | binomial_statistics | parameter | 1359
AN001156 | binomial_statistics | conf.low | 0.720694938297737
AN001156 | binomial_statistics | conf.high | 1
AN001156 | binomial_statistics | method | Exact binomial test
AN001156 | binomial_statistics | alternative | greater
AN001176 | measurement_metadata | MS_COMMENTS | -
AN001176 | measurement_metadata | INSTRUMENT_NAME | Agilent 6530 QTOF
AN001176 | measurement_metadata | INSTRUMENT_TYPE | QTOF
AN001176 | measurement_metadata | MS_TYPE | ESI
AN001176 | measurement_metadata | ION_MODE | NEGATIVE
AN001176 | chromatography_metadata | CHROMATOGRAPHY_TYPE | Reversed phase
AN001176 | chromatography_metadata | INSTRUMENT_NAME | Agilent
AN001176 | chromatography_metadata | COLUMN_NAME | Waters Acquity HSS T3 (50 x 2.1mm, 1.8um)
AN001176 | missingness | n_missing | 157
AN001176 | missingness | n_value | 1370
AN001176 | missingness | perc_missing | 11.4598540145985
AN001176 | binomial_statistics | estimate | 0.865546218487395
AN001176 | binomial_statistics | statistic | 206
AN001176 | binomial_statistics | p.value | 1.28731665144473e-32
AN001176 | binomial_statistics | parameter | 238
AN001176 | binomial_statistics | conf.low | 0.823641962090513
AN001176 | binomial_statistics | conf.high | 1
AN001176 | binomial_statistics | method | Exact binomial test
AN001176 | binomial_statistics | alternative | greater
AN001177 | measurement_metadata | MS_COMMENTS | -
AN001177 | measurement_metadata | INSTRUMENT_NAME | Agilent 6530 QTOF
AN001177 | measurement_metadata | INSTRUMENT_TYPE | QTOF
AN001177 | measurement_metadata | MS_TYPE | ESI
AN001177 | measurement_metadata | ION_MODE | POSITIVE
AN001177 | chromatography_metadata | CHROMATOGRAPHY_TYPE | Reversed phase
AN001177 | chromatography_metadata | INSTRUMENT_NAME | Agilent
AN001177 | chromatography_metadata | COLUMN_NAME | Waters Acquity HSS T3 (50 x 2.1mm, 1.8um)
AN001177 | missingness | n_missing | 320
AN001177 | missingness | n_value | 1810
AN001177 | missingness | perc_missing | 17.6795580110497
AN001177 | binomial_statistics | estimate | 0.831325301204819
AN001177 | binomial_statistics | statistic | 345
AN001177 | binomial_statistics | p.value | 4.71733560796237e-45
AN001177 | binomial_statistics | parameter | 415
AN001177 | binomial_statistics | conf.low | 0.798142991308481
AN001177 | binomial_statistics | conf.high | 1
AN001177 | binomial_statistics | method | Exact binomial test
AN001177 | binomial_statistics | alternative | greater
AN001178 | measurement_metadata | MS_COMMENTS | -
AN001178 | measurement_metadata | INSTRUMENT_NAME | Agilent 6530 QTOF
AN001178 | measurement_metadata | INSTRUMENT_TYPE | QTOF
AN001178 | measurement_metadata | MS_TYPE | ESI
AN001178 | measurement_metadata | ION_MODE | NEGATIVE
AN001178 | chromatography_metadata | CHROMATOGRAPHY_TYPE | Reversed phase
AN001178 | chromatography_metadata | INSTRUMENT_NAME | Agilent
AN001178 | chromatography_metadata | COLUMN_NAME | Waters Acquity HSS T3 (50 x 2.1mm, 1.8um)
AN001178 | missingness | n_missing | 275
AN001178 | missingness | n_value | 2114
AN001178 | missingness | perc_missing | 13.0085146641438
AN001178 | binomial_statistics | estimate | 0.802788844621514
AN001178 | binomial_statistics | statistic | 403
AN001178 | binomial_statistics | p.value | 7.98571232092218e-45
AN001178 | binomial_statistics | parameter | 502
AN001178 | binomial_statistics | conf.low | 0.771281709181061
AN001178 | binomial_statistics | conf.high | 1
AN001178 | binomial_statistics | method | Exact binomial test
AN001178 | binomial_statistics | alternative | greater
AN001179 | measurement_metadata | MS_COMMENTS | -
AN001179 | measurement_metadata | INSTRUMENT_NAME | Agilent 6530 QTOF
AN001179 | measurement_metadata | INSTRUMENT_TYPE | QTOF
AN001179 | measurement_metadata | MS_TYPE | ESI
AN001179 | measurement_metadata | ION_MODE | POSITIVE
AN001179 | chromatography_metadata | CHROMATOGRAPHY_TYPE | Reversed phase
AN001179 | chromatography_metadata | INSTRUMENT_NAME | Agilent
AN001179 | chromatography_metadata | COLUMN_NAME | Waters Acquity HSS T3 (50 x 2.1mm, 1.8um)
AN001179 | missingness | n_missing | 506
AN001179 | missingness | n_value | 2632
AN001179 | missingness | perc_missing | 19.2249240121581
AN001179 | binomial_statistics | estimate | 0.73094688221709
AN001179 | binomial_statistics | statistic | 633
AN001179 | binomial_statistics | p.value | 9.98287778466374e-44
AN001179 | binomial_statistics | parameter | 866
AN001179 | binomial_statistics | conf.low | 0.705020204212447
AN001179 | binomial_statistics | conf.high | 1
AN001179 | binomial_statistics | method | Exact binomial test
AN001179 | binomial_statistics | alternative | greater
AN001190 | measurement_metadata | MS_COMMENTS | -
AN001190 | measurement_metadata | INSTRUMENT_NAME | Agilent 6530 QTOF
AN001190 | measurement_metadata | INSTRUMENT_TYPE | QTOF
AN001190 | measurement_metadata | MS_TYPE | ESI
AN001190 | measurement_metadata | ION_MODE | NEGATIVE
AN001190 | chromatography_metadata | CHROMATOGRAPHY_TYPE | Reversed phase
AN001190 | chromatography_metadata | INSTRUMENT_NAME | Agilent
AN001190 | chromatography_metadata | COLUMN_NAME | Waters Acquity HSS T3 (50 x 2.1mm, 1.8um)
AN001190 | missingness | n_missing | 2633
AN001190 | missingness | n_value | 11454
AN001190 | missingness | perc_missing | 22.98760258425
AN001190 | binomial_statistics | estimate | 0.709777777777778
AN001190 | binomial_statistics | statistic | 1597
AN001190 | binomial_statistics | p.value | 5.92172293012658e-91
AN001190 | binomial_statistics | parameter | 2250
AN001190 | binomial_statistics | conf.low | 0.693620303358077
AN001190 | binomial_statistics | conf.high | 1
AN001190 | binomial_statistics | method | Exact binomial test
AN001190 | binomial_statistics | alternative | greater
AN001191 | measurement_metadata | MS_COMMENTS | -
AN001191 | measurement_metadata | INSTRUMENT_NAME | Agilent 6530 QTOF
AN001191 | measurement_metadata | INSTRUMENT_TYPE | QTOF
AN001191 | measurement_metadata | MS_TYPE | ESI
AN001191 | measurement_metadata | ION_MODE | POSITIVE
AN001191 | chromatography_metadata | CHROMATOGRAPHY_TYPE | Reversed phase
AN001191 | chromatography_metadata | INSTRUMENT_NAME | Agilent
AN001191 | chromatography_metadata | COLUMN_NAME | Waters Acquity HSS T3 (50 x 2.1mm, 1.8um)
AN001191 | missingness | n_missing | 4027
AN001191 | missingness | n_value | 12814
AN001191 | missingness | perc_missing | 31.426564694865
AN001191 | binomial_statistics | estimate | 0.726165092902833
AN001191 | binomial_statistics | statistic | 2384
AN001191 | binomial_statistics | p.value | 1.27779760767559e-153
AN001191 | binomial_statistics | parameter | 3283
AN001191 | binomial_statistics | conf.low | 0.71306530683764
AN001191 | binomial_statistics | conf.high | 1
AN001191 | binomial_statistics | method | Exact binomial test
AN001191 | binomial_statistics | alternative | greater
AN001195 | measurement_metadata | MS_COMMENTS | -
AN001195 | measurement_metadata | INSTRUMENT_NAME | Agilent 6530 QTOF
AN001195 | measurement_metadata | INSTRUMENT_TYPE | QTOF
AN001195 | measurement_metadata | MS_TYPE | ESI
AN001195 | measurement_metadata | ION_MODE | POSITIVE
AN001195 | chromatography_metadata | CHROMATOGRAPHY_TYPE | Reversed phase
AN001195 | chromatography_metadata | INSTRUMENT_NAME | Agilent
AN001195 | chromatography_metadata | COLUMN_NAME | Waters Acquity HSS T3 (50 x 2.1mm, 1.8um)
AN001195 | missingness | n_missing | 798
AN001195 | missingness | n_value | 5336
AN001195 | missingness | perc_missing | 14.9550224887556
AN001195 | binomial_statistics | estimate | 0.850574712643678
AN001195 | binomial_statistics | statistic | 592
AN001195 | binomial_statistics | p.value | 4.61255796891234e-84
AN001195 | binomial_statistics | parameter | 696
AN001195 | binomial_statistics | conf.low | 0.826526293409366
AN001195 | binomial_statistics | conf.high | 1
AN001195 | binomial_statistics | method | Exact binomial test
AN001195 | binomial_statistics | alternative | greater
AN001236 | measurement_metadata | MS_COMMENTS | -
AN001236 | measurement_metadata | INSTRUMENT_NAME | ABI Sciex 5600+ TripleTOF
AN001236 | measurement_metadata | INSTRUMENT_TYPE | Triple TOF
AN001236 | measurement_metadata | MS_TYPE | ESI
AN001236 | measurement_metadata | ION_MODE | NEGATIVE
AN001236 | chromatography_metadata | CHROMATOGRAPHY_TYPE | Reversed phase
AN001236 | chromatography_metadata | INSTRUMENT_NAME | ABI Sciex 5600+ TripleTOF
AN001236 | chromatography_metadata | COLUMN_NAME | Waters Acquity HSS T3 (50 x 2.1mm, 1.8um)
AN001236 | missingness | n_missing | 34
AN001236 | missingness | n_value | 12449
AN001236 | missingness | perc_missing | 0.27311430636999
AN001236 | binomial_statistics | estimate | 0.6
AN001236 | binomial_statistics | statistic | 15
AN001236 | binomial_statistics | p.value | 0.212178111076355
AN001236 | binomial_statistics | parameter | 25
AN001236 | binomial_statistics | conf.low | 0.416838036984647
AN001236 | binomial_statistics | conf.high | 1
AN001236 | binomial_statistics | method | Exact binomial test
AN001236 | binomial_statistics | alternative | greater
AN001239 | measurement_metadata | MS_COMMENTS | -
AN001239 | measurement_metadata | INSTRUMENT_NAME | AB Sciex 6500 QTRAP LC-MS/MS
AN001239 | measurement_metadata | INSTRUMENT_TYPE | Triple quadrupole
AN001239 | measurement_metadata | MS_TYPE | ESI
AN001239 | measurement_metadata | ION_MODE | POSITIVE
AN001239 | chromatography_metadata | CHROMATOGRAPHY_SUMMARY | Flow injection coupled to MRM was used to measure mono-unsaturated glycerophosphophocholines in samples in the FIA plate. For flow injection analysis, 20 μl of sample was injected directly into the MS at a flow rate of 30 μl/min in mobile phase.
AN001239 | chromatography_metadata | CHROMATOGRAPHY_TYPE | None (Direct infusion)
AN001239 | chromatography_metadata | INSTRUMENT_NAME | None
AN001239 | chromatography_metadata | COLUMN_NAME | none
AN001239 | missingness | n_missing | 253
AN001239 | missingness | n_value | 17014
AN001239 | missingness | perc_missing | 1.487010697073
AN001239 | binomial_statistics | estimate | 0.575179588803567
AN001239 | binomial_statistics | statistic | 2322
AN001239 | binomial_statistics | p.value | 6.1465138844363e-22
AN001239 | binomial_statistics | parameter | 4037
AN001239 | binomial_statistics | conf.low | 0.562221598600407
AN001239 | binomial_statistics | conf.high | 1
AN001239 | binomial_statistics | method | Exact binomial test
AN001239 | binomial_statistics | alternative | greater
AN001290 | measurement_metadata | MS_COMMENTS | -
AN001290 | measurement_metadata | INSTRUMENT_NAME | Thermo LTQ
AN001290 | measurement_metadata | INSTRUMENT_TYPE | Single quadrupole
AN001290 | measurement_metadata | MS_TYPE | EI
AN001290 | measurement_metadata | ION_MODE | POSITIVE
AN001290 | chromatography_metadata | CHROMATOGRAPHY_TYPE | GC
AN001290 | chromatography_metadata | INSTRUMENT_NAME | Thermo-Finnigan Trace DSQ fast-scanning single-quadrupole mass spectrometer
AN001290 | chromatography_metadata | COLUMN_NAME | 5% phenyl and the temperature ramp is from 40Â° to 300Â° C in a 16 minute period
AN001290 | missingness | n_missing | 84
AN001290 | missingness | n_value | 3488
AN001290 | missingness | perc_missing | 2.40825688073395
AN001290 | binomial_statistics | estimate | 0.839080459770115
AN001290 | binomial_statistics | statistic | 292
AN001290 | binomial_statistics | p.value | 5.97966543805398e-40
AN001290 | binomial_statistics | parameter | 348
AN001290 | binomial_statistics | conf.low | 0.803107306271838
AN001290 | binomial_statistics | conf.high | 1
AN001290 | binomial_statistics | method | Exact binomial test
AN001290 | binomial_statistics | alternative | greater
AN001291 | measurement_metadata | MS_COMMENTS | -
AN001291 | measurement_metadata | INSTRUMENT_NAME | Thermo LTQ
AN001291 | measurement_metadata | INSTRUMENT_TYPE | Not supplied
AN001291 | measurement_metadata | MS_TYPE | ESI
AN001291 | measurement_metadata | ION_MODE | POSITIVE
AN001291 | chromatography_metadata | CHROMATOGRAPHY_TYPE | GC
AN001291 | chromatography_metadata | INSTRUMENT_NAME | Thermo-Finnigan Trace DSQ fast-scanning single-quadrupole mass spectrometer
AN001291 | chromatography_metadata | COLUMN_NAME | 5% phenyl and the temperature ramp is from 40Â° to 300Â° C in a 16 minute period
AN001291 | missingness | n_missing | 102
AN001291 | missingness | n_value | 3456
AN001291 | missingness | perc_missing | 2.95138888888889
AN001291 | binomial_statistics | estimate | 0.802030456852792
AN001291 | binomial_statistics | statistic | 316
AN001291 | binomial_statistics | p.value | 2.287774992394e-35
AN001291 | binomial_statistics | parameter | 394
AN001291 | binomial_statistics | conf.low | 0.766089107449308
AN001291 | binomial_statistics | conf.high | 1
AN001291 | binomial_statistics | method | Exact binomial test
AN001291 | binomial_statistics | alternative | greater
AN001292 | measurement_metadata | MS_COMMENTS | -
AN001292 | measurement_metadata | INSTRUMENT_NAME | Thermo LTQ
AN001292 | measurement_metadata | INSTRUMENT_TYPE | Not supplied
AN001292 | measurement_metadata | MS_TYPE | ESI
AN001292 | measurement_metadata | ION_MODE | NEGATIVE
AN001292 | chromatography_metadata | CHROMATOGRAPHY_TYPE | GC
AN001292 | chromatography_metadata | INSTRUMENT_NAME | Thermo-Finnigan Trace DSQ fast-scanning single-quadrupole mass spectrometer
AN001292 | chromatography_metadata | COLUMN_NAME | 5% phenyl and the temperature ramp is from 40Â° to 300Â° C in a 16 minute period
AN001292 | missingness | n_missing | 67
AN001292 | missingness | n_value | 3328
AN001292 | missingness | perc_missing | 2.01322115384615
AN001292 | binomial_statistics | estimate | 0.957671957671958
AN001292 | binomial_statistics | statistic | 181
AN001292 | binomial_statistics | p.value | 4.63128009739963e-44
AN001292 | binomial_statistics | parameter | 189
AN001292 | binomial_statistics | conf.low | 0.924923997880189
AN001292 | binomial_statistics | conf.high | 1
AN001292 | binomial_statistics | method | Exact binomial test
AN001292 | binomial_statistics | alternative | greater
AN001356 | measurement_metadata | MS_COMMENTS | -
AN001356 | measurement_metadata | INSTRUMENT_NAME | Agilent 6530 QTOF
AN001356 | measurement_metadata | INSTRUMENT_TYPE | QTOF
AN001356 | measurement_metadata | MS_TYPE | ESI
AN001356 | measurement_metadata | ION_MODE | NEGATIVE
AN001356 | measurement_metadata | MS_RESULTS_FILE | ST000842_AN001356_Results.txt UNITS:Counts
AN001356 | chromatography_metadata | CHROMATOGRAPHY_TYPE | Reversed phase
AN001356 | chromatography_metadata | INSTRUMENT_NAME | Agilent
AN001356 | chromatography_metadata | COLUMN_NAME | Waters Acquity HSS T3 (50 x 2.1mm, 1.8um)
AN001356 | missingness | n_missing | 1665
AN001356 | missingness | n_value | 5760
AN001356 | missingness | perc_missing | 28.90625
AN001356 | binomial_statistics | estimate | 0.628402366863905
AN001356 | binomial_statistics | statistic | 531
AN001356 | binomial_statistics | p.value | 3.96965717638428e-14
AN001356 | binomial_statistics | parameter | 845
AN001356 | binomial_statistics | conf.low | 0.600164278813453
AN001356 | binomial_statistics | conf.high | 1
AN001356 | binomial_statistics | method | Exact binomial test
AN001356 | binomial_statistics | alternative | greater
AN001357 | measurement_metadata | MS_COMMENTS | -
AN001357 | measurement_metadata | INSTRUMENT_NAME | Agilent 6530 QTOF
AN001357 | measurement_metadata | INSTRUMENT_TYPE | QTOF
AN001357 | measurement_metadata | MS_TYPE | ESI
AN001357 | measurement_metadata | ION_MODE | POSITIVE
AN001357 | measurement_metadata | MS_RESULTS_FILE | ST000842_AN001357_Results.txt UNITS:Counts
AN001357 | chromatography_metadata | CHROMATOGRAPHY_TYPE | Reversed phase
AN001357 | chromatography_metadata | INSTRUMENT_NAME | Agilent
AN001357 | chromatography_metadata | COLUMN_NAME | Waters Acquity HSS T3 (50 x 2.1mm, 1.8um)
AN001357 | missingness | n_missing | 2749
AN001357 | missingness | n_value | 6660
AN001357 | missingness | perc_missing | 41.2762762762763
AN001357 | binomial_statistics | estimate | 0.721841332027424
AN001357 | binomial_statistics | statistic | 737
AN001357 | binomial_statistics | p.value | 2.83649487833926e-47
AN001357 | binomial_statistics | parameter | 1021
AN001357 | binomial_statistics | conf.low | 0.6978279743407
AN001357 | binomial_statistics | conf.high | 1
AN001357 | binomial_statistics | method | Exact binomial test
AN001357 | binomial_statistics | alternative | greater
AN001443 | measurement_metadata | INSTRUMENT_NAME | Thermo Q Exactive Orbitrap
AN001443 | measurement_metadata | INSTRUMENT_TYPE | Orbitrap
AN001443 | measurement_metadata | MS_TYPE | ESI
AN001443 | measurement_metadata | ION_MODE | POSITIVE
AN001443 | measurement_metadata | MS_RESULTS_FILE | ST000886_AN001443_Results.txt UNITS:Peak Height Has m/z:Yes
AN001443 | chromatography_metadata | METHODS_FILENAME | Plant_Tissue.pdf
AN001443 | chromatography_metadata | CHROMATOGRAPHY_COMMENTS | Reverse phase or HILIC- HPLC-MS
AN001443 | chromatography_metadata | INSTRUMENT_NAME | Thermo Dionex Ultimate 3000
AN001443 | chromatography_metadata | COLUMN_NAME | ACE Excel 2 C18-PFP (100 x 2.1mm, 2um)
AN001443 | chromatography_metadata | FLOW_RATE | 350ul/min
AN001443 | chromatography_metadata | SOLVENT_A | 100% water; 0.1% formic acid
AN001443 | chromatography_metadata | SOLVENT_B | 100% acetonitrile
AN001443 | chromatography_metadata | CHROMATOGRAPHY_TYPE | Reversed phase
AN001443 | missingness | n_missing | 58
AN001443 | missingness | n_value | 8880
AN001443 | missingness | perc_missing | 0.653153153153153
AN001443 | binomial_statistics | estimate | 1
AN001443 | binomial_statistics | statistic | 56
AN001443 | binomial_statistics | p.value | 1.38777878078145e-17
AN001443 | binomial_statistics | parameter | 56
AN001443 | binomial_statistics | conf.low | 0.947910472791221
AN001443 | binomial_statistics | conf.high | 1
AN001443 | binomial_statistics | method | Exact binomial test
AN001443 | binomial_statistics | alternative | greater
AN001444 | measurement_metadata | INSTRUMENT_NAME | Thermo Q Exactive Orbitrap
AN001444 | measurement_metadata | INSTRUMENT_TYPE | Orbitrap
AN001444 | measurement_metadata | MS_TYPE | ESI
AN001444 | measurement_metadata | ION_MODE | NEGATIVE
AN001444 | measurement_metadata | MS_RESULTS_FILE | ST000886_AN001444_Results.txt UNITS:Peak Height Has m/z:Yes
AN001444 | chromatography_metadata | METHODS_FILENAME | Plant_Tissue.pdf
AN001444 | chromatography_metadata | CHROMATOGRAPHY_COMMENTS | Reverse phase or HILIC- HPLC-MS
AN001444 | chromatography_metadata | INSTRUMENT_NAME | Thermo Dionex Ultimate 3000
AN001444 | chromatography_metadata | COLUMN_NAME | ACE Excel 2 C18-PFP (100 x 2.1mm, 2um)
AN001444 | chromatography_metadata | FLOW_RATE | 350ul/min
AN001444 | chromatography_metadata | SOLVENT_A | 100% water; 0.1% formic acid
AN001444 | chromatography_metadata | SOLVENT_B | 100% acetonitrile
AN001444 | chromatography_metadata | CHROMATOGRAPHY_TYPE | Reversed phase
AN001444 | missingness | n_missing | 95
AN001444 | missingness | n_value | 5808
AN001444 | missingness | perc_missing | 1.63567493112948
AN001444 | binomial_statistics | estimate | 1
AN001444 | binomial_statistics | statistic | 103
AN001444 | binomial_statistics | p.value | 9.86076131526275e-32
AN001444 | binomial_statistics | parameter | 103
AN001444 | binomial_statistics | conf.low | 0.971334111896363
AN001444 | binomial_statistics | conf.high | 1
AN001444 | binomial_statistics | method | Exact binomial test
AN001444 | binomial_statistics | alternative | greater
AN001455 | measurement_metadata | MS_COMMENTS | -
AN001455 | measurement_metadata | INSTRUMENT_NAME | Agilent 5975
AN001455 | measurement_metadata | INSTRUMENT_TYPE | Single quadrupole
AN001455 | measurement_metadata | MS_TYPE | EI
AN001455 | measurement_metadata | ION_MODE | POSITIVE
AN001455 | chromatography_metadata | CHROMATOGRAPHY_SUMMARY | GC/MS methods follow previous studies using a 6890 N GC connected to a 5975 Inert single quadrupole MS (Agilent Technologies, Santa Clara, CA) (Bonikos et al. 1975; Fiehn 2008; Kind et al. 2009). The two wall-coated, open-tubular GC columns connected in series are both from J&W/Agilent, DB5-MS, 15 meters in length, 0.25 mm in diameter, with an 0.25-l m luminal film. Positive ions generated with conventional electron-ionization at 70 eV are scanned broadly from 600 to 50 m/z in the detector throughout the 45 min cycle time.
AN001455 | chromatography_metadata | CHROMATOGRAPHY_TYPE | GC
AN001455 | chromatography_metadata | INSTRUMENT_NAME | Agilent 6890N
AN001455 | chromatography_metadata | COLUMN_NAME | Agilent DB5-MS (15m Ã— 0.25mm, 0.25um)
AN001455 | missingness | n_missing | 502
AN001455 | missingness | n_value | 3870
AN001455 | missingness | perc_missing | 12.9715762273902
AN001455 | binomial_statistics | estimate | 0.919134396355353
AN001455 | binomial_statistics | statistic | 807
AN001455 | binomial_statistics | p.value | 3.39253178839142e-159
AN001455 | binomial_statistics | parameter | 878
AN001455 | binomial_statistics | conf.low | 0.90236032424961
AN001455 | binomial_statistics | conf.high | 1
AN001455 | binomial_statistics | method | Exact binomial test
AN001455 | binomial_statistics | alternative | greater
AN001456 | measurement_metadata | MS_COMMENTS | -
AN001456 | measurement_metadata | INSTRUMENT_NAME | Agilent 5975
AN001456 | measurement_metadata | INSTRUMENT_TYPE | Single quadrupole
AN001456 | measurement_metadata | MS_TYPE | EI
AN001456 | measurement_metadata | ION_MODE | POSITIVE
AN001456 | chromatography_metadata | CHROMATOGRAPHY_SUMMARY | GC/MS methods follow previous studies using a 6890 N GC connected to a 5975 Inert single quadrupole MS (Agilent Technologies, Santa Clara, CA) (Bonikos et al. 1975; Fiehn 2008; Kind et al. 2009). The two wall-coated, open-tubular GC columns connected in series are both from J&W/Agilent, DB5-MS, 15 meters in length, 0.25 mm in diameter, with an 0.25-l m luminal film. Positive ions generated with conventional electron-ionization at 70 eV are scanned broadly from 600 to 50 m/z in the detector throughout the 45 min cycle time.
AN001456 | chromatography_metadata | CHROMATOGRAPHY_TYPE | GC
AN001456 | chromatography_metadata | INSTRUMENT_NAME | Agilent 6890N
AN001456 | chromatography_metadata | COLUMN_NAME | Agilent DB5-MS (15m Ã— 0.25mm, 0.25um)
AN001456 | missingness | n_missing | 447
AN001456 | missingness | n_value | 4200
AN001456 | missingness | perc_missing | 10.6428571428571
AN001456 | binomial_statistics | estimate | 0.80244590780809
AN001456 | binomial_statistics | statistic | 853
AN001456 | binomial_statistics | p.value | 1.13269023212728e-92
AN001456 | binomial_statistics | parameter | 1063
AN001456 | binomial_statistics | conf.low | 0.781276196640427
AN001456 | binomial_statistics | conf.high | 1
AN001456 | binomial_statistics | method | Exact binomial test
AN001456 | binomial_statistics | alternative | greater
AN001457 | measurement_metadata | MS_COMMENTS | -
AN001457 | measurement_metadata | INSTRUMENT_NAME | Agilent 5975
AN001457 | measurement_metadata | INSTRUMENT_TYPE | Single quadrupole
AN001457 | measurement_metadata | MS_TYPE | EI
AN001457 | measurement_metadata | ION_MODE | POSITIVE
AN001457 | chromatography_metadata | CHROMATOGRAPHY_SUMMARY | GC/MS methods follow previous studies using a 6890 N GC connected to a 5975 Inert single quadrupole MS (Agilent Technologies, Santa Clara, CA) (Bonikos et al. 1975; Fiehn 2008; Kind et al. 2009). The two wall-coated, open-tubular GC columns connected in series are both from J&W/Agilent, DB5-MS, 15 meters in length, 0.25 mm in diameter, with an 0.25-l m luminal film. Positive ions generated with conventional electron-ionization at 70 eV are scanned broadly from 600 to 50 m/z in the detector throughout the 45 min cycle time.
AN001457 | chromatography_metadata | CHROMATOGRAPHY_TYPE | GC
AN001457 | chromatography_metadata | INSTRUMENT_NAME | Agilent 6890N
AN001457 | chromatography_metadata | COLUMN_NAME | Agilent DB5-MS (15m Ã— 0.25mm, 0.25um)
AN001457 | missingness | n_missing | 1789
AN001457 | missingness | n_value | 8950
AN001457 | missingness | perc_missing | 19.9888268156425
AN001457 | binomial_statistics | estimate | 0.710693729172978
AN001457 | binomial_statistics | statistic | 2346
AN001457 | binomial_statistics | p.value | 1.16878042025277e-133
AN001457 | binomial_statistics | parameter | 3301
AN001457 | binomial_statistics | conf.low | 0.697425701690216
AN001457 | binomial_statistics | conf.high | 1
AN001457 | binomial_statistics | method | Exact binomial test
AN001457 | binomial_statistics | alternative | greater
AN001458 | measurement_metadata | MS_COMMENTS | -
AN001458 | measurement_metadata | INSTRUMENT_NAME | Agilent 5975
AN001458 | measurement_metadata | INSTRUMENT_TYPE | Single quadrupole
AN001458 | measurement_metadata | MS_TYPE | EI
AN001458 | measurement_metadata | ION_MODE | POSITIVE
AN001458 | chromatography_metadata | CHROMATOGRAPHY_SUMMARY | GC/MS methods follow previous studies using a 6890 N GC connected to a 5975 Inert single quadrupole MS (Agilent Technologies, Santa Clara, CA) (Bonikos et al. 1975; Fiehn 2008; Kind et al. 2009). The two wall-coated, open-tubular GC columns connected in series are both from J&W/Agilent, DB5-MS, 15 meters in length, 0.25 mm in diameter, with an 0.25-l m luminal film. Positive ions generated with conventional electron-ionization at 70 eV are scanned broadly from 600 to 50 m/z in the detector throughout the 45 min cycle time.
AN001458 | chromatography_metadata | CHROMATOGRAPHY_TYPE | GC
AN001458 | chromatography_metadata | INSTRUMENT_NAME | Agilent 6890N
AN001458 | chromatography_metadata | COLUMN_NAME | Agilent DB5-MS (15m Ã— 0.25mm, 0.25um)
AN001458 | missingness | n_missing | 505
AN001458 | missingness | n_value | 3750
AN001458 | missingness | perc_missing | 13.4666666666667
AN001458 | binomial_statistics | estimate | 0.796984924623116
AN001458 | binomial_statistics | statistic | 793
AN001458 | binomial_statistics | p.value | 1.34590283548955e-83
AN001458 | binomial_statistics | parameter | 995
AN001458 | binomial_statistics | conf.low | 0.774865558852266
AN001458 | binomial_statistics | conf.high | 1
AN001458 | binomial_statistics | method | Exact binomial test
AN001458 | binomial_statistics | alternative | greater
AN001462 | measurement_metadata | INSTRUMENT_NAME | Thermo Q Exactive Orbitrap
AN001462 | measurement_metadata | INSTRUMENT_TYPE | Orbitrap
AN001462 | measurement_metadata | MS_TYPE | ESI
AN001462 | measurement_metadata | ION_MODE | POSITIVE
AN001462 | measurement_metadata | MS_COMMENTS | Waters ACQUITY ultra-performance liquid chromatography (UPLC) Thermo Scientific Q-Exactive high resolution/accurate mass spectrometer interfaced with a heated electrospray ionization (HESI-II) source and Orbitrap mass analyzer operated at 35,000 mass resolution
AN001462 | measurement_metadata | RESOLUTION_SETTING | 35,000
AN001462 | chromatography_metadata | CHROMATOGRAPHY_SUMMARY | One aliquot was analyzed using acidic positive ion conditions, chromatographically optimized for more hydrophilic compounds. In this method, the extract was gradient-eluted from a C18 column (Waters UPLC BEH C18-2.1x100 mm, 1.7 µm) using water and methanol, containing 0.05% perfluoropentanoic acid (PFPA) and 0.1% formic acid (FA). A 2nd aliquot was also analyzed using acidic positive ion conditions, however it was chromatographically optimized for more hydrophobic compounds. In this method, the extract was gradient eluted from the same C18 column using methanol, acetonitrile, water, 0.05% PFPA, and 0.01% FA and was operated at an overall higher organic content. A 3rd aliquot was analyzed using basic negative ion optimized conditions using a separate dedicated C18 column. The basic extracts were gradient eluted from the column using methanol and water, however with 6.5mM ammonium bicarbonate at pH 8.
AN001462 | chromatography_metadata | CHROMATOGRAPHY_TYPE | Reversed phase
AN001462 | chromatography_metadata | INSTRUMENT_NAME | Waters Acquity
AN001462 | chromatography_metadata | COLUMN_NAME | Waters Acquity BEH C18 (100 x 2.1mm, 1.7um)
AN001462 | missingness | n_missing | 867
AN001462 | missingness | n_value | 8280
AN001462 | missingness | perc_missing | 10.4710144927536
AN001462 | binomial_statistics | estimate | 0.811985898942421
AN001462 | binomial_statistics | statistic | 2073
AN001462 | binomial_statistics | p.value | 6.09060312555289e-235
AN001462 | binomial_statistics | parameter | 2553
AN001462 | binomial_statistics | conf.low | 0.798807529534527
AN001462 | binomial_statistics | conf.high | 1
AN001462 | binomial_statistics | method | Exact binomial test
AN001462 | binomial_statistics | alternative | greater
AN001463 | measurement_metadata | INSTRUMENT_NAME | Thermo Q Exactive Orbitrap
AN001463 | measurement_metadata | INSTRUMENT_TYPE | Orbitrap
AN001463 | measurement_metadata | MS_TYPE | ESI
AN001463 | measurement_metadata | ION_MODE | POSITIVE
AN001463 | measurement_metadata | MS_COMMENTS | Waters ACQUITY ultra-performance liquid chromatography (UPLC) Thermo Scientific Q-Exactive high resolution/accurate mass spectrometer interfaced with a heated electrospray ionization (HESI-II) source and Orbitrap mass analyzer operated at 35,000 mass resolution
AN001463 | measurement_metadata | RESOLUTION_SETTING | 35,000
AN001463 | chromatography_metadata | CHROMATOGRAPHY_SUMMARY | The 4th aliquot was analyzed via negative ionization following elution from a HILIC column (Waters UPLC BEH Amide 2.1x150 mm, 1.7 µm) using a gradient consisting of water and acetonitrile with 10mM ammonium formate, pH 10.8.
AN001463 | chromatography_metadata | CHROMATOGRAPHY_TYPE | Reversed phase
AN001463 | chromatography_metadata | INSTRUMENT_NAME | Waters Acquity
AN001463 | chromatography_metadata | COLUMN_NAME | Waters Acquity BEH C18 (100 x 2.1mm, 1.7um)
AN001463 | missingness | n_missing | 114
AN001463 | missingness | n_value | 7380
AN001463 | missingness | perc_missing | 1.54471544715447
AN001463 | binomial_statistics | estimate | 0.991467576791809
AN001463 | binomial_statistics | statistic | 581
AN001463 | binomial_statistics | p.value | 2.25444576037811e-165
AN001463 | binomial_statistics | parameter | 586
AN001463 | binomial_statistics | conf.low | 0.982143951876759
AN001463 | binomial_statistics | conf.high | 1
AN001463 | binomial_statistics | method | Exact binomial test
AN001463 | binomial_statistics | alternative | greater
AN001464 | measurement_metadata | INSTRUMENT_NAME | Thermo Q Exactive Orbitrap
AN001464 | measurement_metadata | INSTRUMENT_TYPE | Orbitrap
AN001464 | measurement_metadata | MS_TYPE | ESI
AN001464 | measurement_metadata | ION_MODE | NEGATIVE
AN001464 | measurement_metadata | MS_COMMENTS | Waters ACQUITY ultra-performance liquid chromatography (UPLC) Thermo Scientific Q-Exactive high resolution/accurate mass spectrometer interfaced with a heated electrospray ionization (HESI-II) source and Orbitrap mass analyzer operated at 35,000 mass resolution
AN001464 | measurement_metadata | RESOLUTION_SETTING | 35,000
AN001464 | chromatography_metadata | CHROMATOGRAPHY_SUMMARY | One aliquot was analyzed using acidic positive ion conditions, chromatographically optimized for more hydrophilic compounds. In this method, the extract was gradient-eluted from a C18 column (Waters UPLC BEH C18-2.1x100 mm, 1.7 µm) using water and methanol, containing 0.05% perfluoropentanoic acid (PFPA) and 0.1% formic acid (FA). A 2nd aliquot was also analyzed using acidic positive ion conditions, however it was chromatographically optimized for more hydrophobic compounds. In this method, the extract was gradient eluted from the same C18 column using methanol, acetonitrile, water, 0.05% PFPA, and 0.01% FA and was operated at an overall higher organic content. A 3rd aliquot was analyzed using basic negative ion optimized conditions using a separate dedicated C18 column. The basic extracts were gradient eluted from the column using methanol and water, however with 6.5mM ammonium bicarbonate at pH 8.
AN001464 | chromatography_metadata | CHROMATOGRAPHY_TYPE | Reversed phase
AN001464 | chromatography_metadata | INSTRUMENT_NAME | Waters Acquity
AN001464 | chromatography_metadata | COLUMN_NAME | Waters Acquity BEH C18 (100 x 2.1mm, 1.7um)
AN001464 | missingness | n_missing | 1665
AN001464 | missingness | n_value | 17280
AN001464 | missingness | perc_missing | 9.63541666666667
AN001464 | binomial_statistics | estimate | 0.854623044096728
AN001464 | binomial_statistics | statistic | 3004
AN001464 | binomial_statistics | p.value | 0
AN001464 | binomial_statistics | parameter | 3515
AN001464 | binomial_statistics | conf.low | 0.844483385570426
AN001464 | binomial_statistics | conf.high | 1
AN001464 | binomial_statistics | method | Exact binomial test
AN001464 | binomial_statistics | alternative | greater
AN001481 | measurement_metadata | MS_COMMENTS | -
AN001481 | measurement_metadata | INSTRUMENT_NAME | Agilent 6530 QTOF
AN001481 | measurement_metadata | INSTRUMENT_TYPE | QTOF
AN001481 | measurement_metadata | MS_TYPE | ESI
AN001481 | measurement_metadata | ION_MODE | POSITIVE
AN001481 | measurement_metadata | CAPILLARY_VOLTAGE | 3500 eV
AN001481 | measurement_metadata | COLLISION_ENERGY | 25 eV
AN001481 | measurement_metadata | COLLISION_GAS | Nitrogen
AN001481 | measurement_metadata | DRY_GAS_FLOW | 8L/min
AN001481 | measurement_metadata | DRY_GAS_TEMP | 325 C
AN001481 | measurement_metadata | FRAGMENT_VOLTAGE | 120 eV
AN001481 | measurement_metadata | FRAGMENTATION_METHOD | Auto MS/MS
AN001481 | measurement_metadata | ION_SOURCE_TEMPERATURE | 325 C
AN001481 | measurement_metadata | ION_SPRAY_VOLTAGE | 1000
AN001481 | measurement_metadata | IONIZATION | Pos
AN001481 | measurement_metadata | IONIZATION_ENERGY | 70eV
AN001481 | measurement_metadata | MASS_ACCURACY | Accurate
AN001481 | measurement_metadata | REAGENT_GAS | Nitrogen
AN001481 | measurement_metadata | SOURCE_TEMPERATURE | 325 C
AN001481 | measurement_metadata | DATAFORMAT | .d
AN001481 | measurement_metadata | DESOLVATION_GAS_FLOW | 11 L/min
AN001481 | measurement_metadata | DESOLVATION_TEMPERATURE | 350 C
AN001481 | measurement_metadata | NEBULIZER | 35 psig
AN001481 | measurement_metadata | OCTPOLE_VOLTAGE | 750 eV
AN001481 | measurement_metadata | RESOLUTION_SETTING | Extended Dyamic Range
AN001481 | measurement_metadata | SCAN_RANGE_MOVERZ | 60-1700 Da
AN001481 | measurement_metadata | SCANNING_CYCLE | 2 Hz
AN001481 | measurement_metadata | SCANNING_RANGE | 60-1700 Da
AN001481 | measurement_metadata | SKIMMER_VOLTAGE | 65
AN001481 | chromatography_metadata | CHROMATOGRAPHY_TYPE | Reversed phase
AN001481 | chromatography_metadata | INSTRUMENT_NAME | Agilent 6530
AN001481 | chromatography_metadata | COLUMN_NAME | Waters Acquity CSH C18 (100 x 2.1mm, 1.7um) 1.7um Pre-Column
AN001481 | chromatography_metadata | FLOW_GRADIENT | 15% B to 99% B
AN001481 | chromatography_metadata | FLOW_RATE | 0.6 mL/min
AN001481 | chromatography_metadata | COLUMN_TEMPERATURE | 65 C
AN001481 | chromatography_metadata | METHODS_FILENAME | Data Dictionary Fiehn laboratory_CSH QTOF lipidomics_05-29-2014.pdf
AN001481 | chromatography_metadata | SOLVENT_A | 60:40 Acetonitrile:Water +10mM Ammonium Formate +10mM Formic Acid
AN001481 | chromatography_metadata | SOLVENT_B | 9:1 Isopropanol:Acetonitrile +10mM Ammonium Formate +10mM Formic Acid
AN001481 | chromatography_metadata | COLUMN_PRESSURE | 450-850 bar
AN001481 | chromatography_metadata | INJECTION_TEMPERATURE | 4 C
AN001481 | chromatography_metadata | INTERNAL_STANDARD | See data dictionary
AN001481 | chromatography_metadata | RETENTION_TIME | See data dictionary
AN001481 | chromatography_metadata | SAMPLE_INJECTION | 1.67 uL
AN001481 | chromatography_metadata | ANALYTICAL_TIME | 13 min
AN001481 | chromatography_metadata | CAPILLARY_VOLTAGE | 3500 eV
AN001481 | chromatography_metadata | OVEN_TEMPERATURE | 50°C for 1 min, then ramped at 20°C/min to 330°C, held constant for 5 min
AN001481 | chromatography_metadata | TIME_PROGRAM | 15 min
AN001481 | chromatography_metadata | WASHING_BUFFER | Ethyl Acetate
AN001481 | chromatography_metadata | WEAK_WASH_SOLVENT_NAME | Isopropanol
AN001481 | chromatography_metadata | STRONG_WASH_SOLVENT_NAME | Isopropanol
AN001481 | chromatography_metadata | TARGET_SAMPLE_TEMPERATURE | Autosampler temp 4 C
AN001481 | chromatography_metadata | SAMPLE_LOOP_SIZE | 30 m length x 0.25 mm internal diameter
AN001481 | chromatography_metadata | RANDOMIZATION_ORDER | Excel generated
AN001481 | missingness | n_missing | 1104
AN001481 | missingness | n_value | 26208
AN001481 | missingness | perc_missing | 4.21245421245421
AN001481 | binomial_statistics | estimate | 0.651266103953798
AN001481 | binomial_statistics | statistic | 1466
AN001481 | binomial_statistics | p.value | 1.35429845484846e-47
AN001481 | binomial_statistics | parameter | 2251
AN001481 | binomial_statistics | conf.low | 0.634382512076453
AN001481 | binomial_statistics | conf.high | 1
AN001481 | binomial_statistics | method | Exact binomial test
AN001481 | binomial_statistics | alternative | greater
AN001482 | measurement_metadata | MS_COMMENTS | -
AN001482 | measurement_metadata | INSTRUMENT_NAME | Agilent 6530 QTOF
AN001482 | measurement_metadata | INSTRUMENT_TYPE | QTOF
AN001482 | measurement_metadata | MS_TYPE | ESI
AN001482 | measurement_metadata | ION_MODE | NEGATIVE
AN001482 | measurement_metadata | CAPILLARY_VOLTAGE | 3500 eV
AN001482 | measurement_metadata | COLLISION_ENERGY | 40 eV
AN001482 | measurement_metadata | COLLISION_GAS | Nitrogen
AN001482 | measurement_metadata | DRY_GAS_FLOW | 13 L/min
AN001482 | measurement_metadata | DRY_GAS_TEMP | 200 C
AN001482 | measurement_metadata | FRAGMENT_VOLTAGE | 175 eV
AN001482 | measurement_metadata | FRAGMENTATION_METHOD | Auto MS/MS
AN001482 | measurement_metadata | ION_SOURCE_TEMPERATURE | 325 C
AN001482 | measurement_metadata | ION_SPRAY_VOLTAGE | 1000
AN001482 | measurement_metadata | IONIZATION | Neg
AN001482 | measurement_metadata | MASS_ACCURACY | Accurate
AN001482 | measurement_metadata | REAGENT_GAS | Nitrogen
AN001482 | measurement_metadata | SOURCE_TEMPERATURE | 325 C
AN001482 | measurement_metadata | DATAFORMAT | .d
AN001482 | measurement_metadata | DESOLVATION_GAS_FLOW | 11 L/min
AN001482 | measurement_metadata | DESOLVATION_TEMPERATURE | 350 C
AN001482 | measurement_metadata | NEBULIZER | 35 psig
AN001482 | measurement_metadata | OCTPOLE_VOLTAGE | 750 eV
AN001482 | measurement_metadata | RESOLUTION_SETTING | Extended Dyamic Range
AN001482 | measurement_metadata | SCAN_RANGE_MOVERZ | 60-1700 Da
AN001482 | measurement_metadata | SCANNING_CYCLE | 2 Hz
AN001482 | measurement_metadata | SCANNING_RANGE | 60-1700 Da
AN001482 | measurement_metadata | SKIMMER_VOLTAGE | 65
AN001482 | chromatography_metadata | CHROMATOGRAPHY_TYPE | Reversed phase
AN001482 | chromatography_metadata | INSTRUMENT_NAME | Agilent 6530
AN001482 | chromatography_metadata | COLUMN_NAME | Waters Acquity CSH C18 (100 x 2.1mm, 1.7um) 1.7um Pre-Column
AN001482 | chromatography_metadata | FLOW_GRADIENT | 15% B to 99% B
AN001482 | chromatography_metadata | FLOW_RATE | 0.6 mL/min
AN001482 | chromatography_metadata | COLUMN_TEMPERATURE | 65 C
AN001482 | chromatography_metadata | METHODS_FILENAME | Data Dictionary Fiehn laboratory_CSH QTOF lipidomics_05-29-2014.pdf
AN001482 | chromatography_metadata | SOLVENT_A | 60:40 Acetonitrile:Water +10mM Ammonium Formate +10mM Formic Acid
AN001482 | chromatography_metadata | SOLVENT_B | 9:1 Isopropanol:Acetonitrile +10mM Ammonium Formate +10mM Formic Acid
AN001482 | chromatography_metadata | COLUMN_PRESSURE | 450-850 bar
AN001482 | chromatography_metadata | INJECTION_TEMPERATURE | 4 C
AN001482 | chromatography_metadata | INTERNAL_STANDARD | See data dictionary
AN001482 | chromatography_metadata | RETENTION_TIME | See data dictionary
AN001482 | chromatography_metadata | SAMPLE_INJECTION | 5.0 uL
AN001482 | chromatography_metadata | ANALYTICAL_TIME | 13 min
AN001482 | chromatography_metadata | CAPILLARY_VOLTAGE | 3500 eV
AN001482 | chromatography_metadata | OVEN_TEMPERATURE | 50°C for 1 min, then ramped at 20°C/min to 330°C, held constant for 5 min
AN001482 | chromatography_metadata | TIME_PROGRAM | 15 min
AN001482 | chromatography_metadata | WASHING_BUFFER | Ethyl Acetate
AN001482 | chromatography_metadata | WEAK_WASH_SOLVENT_NAME | Isopropanol
AN001482 | chromatography_metadata | STRONG_WASH_SOLVENT_NAME | Isopropanol
AN001482 | chromatography_metadata | TARGET_SAMPLE_TEMPERATURE | Autosampler temp 4 C
AN001482 | chromatography_metadata | SAMPLE_LOOP_SIZE | 30 m length x 0.25 mm internal diameter
AN001482 | chromatography_metadata | RANDOMIZATION_ORDER | Excel generated
AN001482 | missingness | n_missing | 435
AN001482 | missingness | n_value | 8372
AN001482 | missingness | perc_missing | 5.19589106545628
AN001482 | binomial_statistics | estimate | 0.798934753661784
AN001482 | binomial_statistics | statistic | 600
AN001482 | binomial_statistics | p.value | 1.99973204524516e-64
AN001482 | binomial_statistics | parameter | 751
AN001482 | binomial_statistics | conf.low | 0.773355924147193
AN001482 | binomial_statistics | conf.high | 1
AN001482 | binomial_statistics | method | Exact binomial test
AN001482 | binomial_statistics | alternative | greater
AN001483 | measurement_metadata | MS_COMMENTS | -
AN001483 | measurement_metadata | INSTRUMENT_NAME | Agilent 6530 QTOF
AN001483 | measurement_metadata | INSTRUMENT_TYPE | QTOF
AN001483 | measurement_metadata | MS_TYPE | ESI
AN001483 | measurement_metadata | ION_MODE | POSITIVE
AN001483 | measurement_metadata | CAPILLARY_VOLTAGE | 3500 eV
AN001483 | measurement_metadata | COLLISION_ENERGY | 45 eV
AN001483 | measurement_metadata | COLLISION_GAS | Nitrogen
AN001483 | measurement_metadata | DRY_GAS_FLOW | 8L/min
AN001483 | measurement_metadata | DRY_GAS_TEMP | 325 C
AN001483 | measurement_metadata | FRAGMENT_VOLTAGE | 120 eV
AN001483 | measurement_metadata | FRAGMENTATION_METHOD | Auto MS/MS
AN001483 | measurement_metadata | ION_SOURCE_TEMPERATURE | 325 C
AN001483 | measurement_metadata | ION_SPRAY_VOLTAGE | 1000
AN001483 | measurement_metadata | IONIZATION | Pos
AN001483 | measurement_metadata | PRECURSOR_TYPE | Intact Molecule
AN001483 | measurement_metadata | REAGENT_GAS | Nitrogen
AN001483 | measurement_metadata | SOURCE_TEMPERATURE | 325 C
AN001483 | measurement_metadata | DATAFORMAT | .d
AN001483 | measurement_metadata | DESOLVATION_GAS_FLOW | 11 L/min
AN001483 | measurement_metadata | DESOLVATION_TEMPERATURE | 350 C
AN001483 | measurement_metadata | NEBULIZER | 35 psig
AN001483 | measurement_metadata | OCTPOLE_VOLTAGE | 750
AN001483 | measurement_metadata | RESOLUTION_SETTING | Extended Dyamic Range
AN001483 | measurement_metadata | SCAN_RANGE_MOVERZ | 60-1700 Da
AN001483 | measurement_metadata | SCANNING_CYCLE | 2 Hz
AN001483 | measurement_metadata | SCANNING_RANGE | 60-1700 Da
AN001483 | measurement_metadata | SKIMMER_VOLTAGE | 65
AN001483 | measurement_metadata | MS_RESULTS_FILE | ST000913_AN001483_Results.txt UNITS:Counts
AN001483 | chromatography_metadata | CHROMATOGRAPHY_TYPE | HILIC
AN001483 | chromatography_metadata | INSTRUMENT_NAME | Agilent 6530
AN001483 | chromatography_metadata | COLUMN_NAME | Waters Acquity BEH C18 (100 x 2mm, 1.7um)
AN001483 | chromatography_metadata | FLOW_GRADIENT | 0 min 100% (B), 0-2 min 100% (B), 2-7 min 70% (B), 7.7-9 min 40% (B), 9.5-10.25 min 30% (B), 10.25- 12.75 min 100% (B), 16.75 min 100% (B)
AN001483 | chromatography_metadata | FLOW_RATE | 0.4 mL/min
AN001483 | chromatography_metadata | COLUMN_TEMPERATURE | 40 C
AN001483 | chromatography_metadata | COLUMN_PRESSURE | 200-700 bar
AN001483 | chromatography_metadata | INJECTION_TEMPERATURE | 4 C
AN001483 | chromatography_metadata | INTERNAL_STANDARD | See data dictionary
AN001483 | chromatography_metadata | RETENTION_TIME | See data dictionary
AN001483 | chromatography_metadata | SAMPLE_INJECTION | 3 μL
AN001483 | chromatography_metadata | ANALYTICAL_TIME | 14 min
AN001483 | chromatography_metadata | CAPILLARY_VOLTAGE | 4500 eV
AN001483 | chromatography_metadata | TIME_PROGRAM | 16.75 min
AN001483 | chromatography_metadata | WEAK_WASH_SOLVENT_NAME | 1:1 ACN:H2O
AN001483 | chromatography_metadata | STRONG_WASH_SOLVENT_NAME | Same
AN001483 | chromatography_metadata | TARGET_SAMPLE_TEMPERATURE | Autosampler temp 4 C
AN001483 | chromatography_metadata | RANDOMIZATION_ORDER | Excel generated
AN001483 | missingness | n_missing | 675
AN001483 | missingness | n_value | 9646
AN001483 | missingness | perc_missing | 6.99771926187021
AN001483 | binomial_statistics | estimate | 0.845161290322581
AN001483 | binomial_statistics | statistic | 1048
AN001483 | binomial_statistics | p.value | 2.60910567496005e-143
AN001483 | binomial_statistics | parameter | 1240
AN001483 | binomial_statistics | conf.low | 0.827255128924648
AN001483 | binomial_statistics | conf.high | 1
AN001483 | binomial_statistics | method | Exact binomial test
AN001483 | binomial_statistics | alternative | greater
AN001488 | measurement_metadata | MS_COMMENTS | -
AN001488 | measurement_metadata | INSTRUMENT_NAME | -
AN001488 | measurement_metadata | INSTRUMENT_TYPE | -
AN001488 | measurement_metadata | MS_TYPE | Other
AN001488 | measurement_metadata | ION_MODE | UNSPECIFIED
AN001488 | chromatography_metadata | CHROMATOGRAPHY_SUMMARY | The organic solvent extraction layer containing CEs, TAGs, and DAGs was taken to dryness, then derivatized with 2,5-difluorophenylisocyanate to convert DAGs to urethane derivatives (35). The derivatized extract was separated by normal phase LC as previously described (35). The CEs eluting first from the LC column were detected by 20 specific MRM transitions corresponding to each [M+NH4]+ ion being collisionally activated to m/z 369.3. During elution of TAGs, the mass spectrometer was set to carry out full mass scanning from m/z 400-1,000. The DAGs were detected by neutral loss scanning of 190 Da. 35. Leiker T. J., Barkley R. M., Murphy R. C. 2011. Analysis of diacylglycerol molecular species in cellular lipid extracts by normal-phase LC-electrospray mass spectrometry. Int. J. Mass Spectrom. 305: 103-109
AN001488 | chromatography_metadata | INSTRUMENT_NAME | Multiple
AN001488 | chromatography_metadata | COLUMN_NAME | Multiple
AN001488 | chromatography_metadata | CHROMATOGRAPHY_TYPE | Core E
AN001488 | missingness | n_missing | 3371
AN001488 | missingness | n_value | 12496
AN001488 | missingness | perc_missing | 26.9766325224072
AN001488 | binomial_statistics | estimate | 0.60173285198556
AN001488 | binomial_statistics | statistic | 4167
AN001488 | binomial_statistics | p.value | 5.90678815895511e-65
AN001488 | binomial_statistics | parameter | 6925
AN001488 | binomial_statistics | conf.low | 0.591954013283355
AN001488 | binomial_statistics | conf.high | 1
AN001488 | binomial_statistics | method | Exact binomial test
AN001488 | binomial_statistics | alternative | greater
AN001490 | measurement_metadata | MS_COMMENTS | -
AN001490 | measurement_metadata | INSTRUMENT_NAME | -
AN001490 | measurement_metadata | INSTRUMENT_TYPE | -
AN001490 | measurement_metadata | MS_TYPE | Other
AN001490 | measurement_metadata | ION_MODE | UNSPECIFIED
AN001490 | chromatography_metadata | CHROMATOGRAPHY_SUMMARY | Extracted GPLs from liver and plasma were analyzed by MS, as described elsewhere (20, 21). 20. Ivanova P. T., Milne S. B., Byrne M. O., Xiang Y., Brown H. A. 2007. Glycerophospholipid identification and quantitation by electrospray ionization mass spectrometry. Methods Enzymol. 432: 21-57. 21. Myers D. S., Ivanova P. T., Milne S. B., Brown H. A. 2011. Quantitative analysis of glycerophospholipids by LC-MS: acquisition, data handling, and interpretation. Biochim. Biophys. Acta. 1811: 748-757.
AN001490 | chromatography_metadata | INSTRUMENT_NAME | Multiple
AN001490 | chromatography_metadata | COLUMN_NAME | Multiple
AN001490 | chromatography_metadata | CHROMATOGRAPHY_TYPE | Core H
AN001490 | missingness | n_missing | 300
AN001490 | missingness | n_value | 9504
AN001490 | missingness | perc_missing | 3.15656565656566
AN001490 | binomial_statistics | estimate | 0.774687854710556
AN001490 | binomial_statistics | statistic | 1365
AN001490 | binomial_statistics | p.value | 2.38449163366415e-124
AN001490 | binomial_statistics | parameter | 1762
AN001490 | binomial_statistics | conf.low | 0.757699548928188
AN001490 | binomial_statistics | conf.high | 1
AN001490 | binomial_statistics | method | Exact binomial test
AN001490 | binomial_statistics | alternative | greater
AN001494 | measurement_metadata | MS_COMMENTS | -
AN001494 | measurement_metadata | INSTRUMENT_NAME | -
AN001494 | measurement_metadata | INSTRUMENT_TYPE | -
AN001494 | measurement_metadata | MS_TYPE | Other
AN001494 | measurement_metadata | ION_MODE | UNSPECIFIED
AN001494 | chromatography_metadata | CHROMATOGRAPHY_SUMMARY | The organic solvent extraction layer containing CEs, TAGs, and DAGs was taken to dryness, then derivatized with 2,5-difluorophenylisocyanate to convert DAGs to urethane derivatives (35). The derivatized extract was separated by normal phase LC as previously described (35). The CEs eluting first from the LC column were detected by 20 specific MRM transitions corresponding to each [M+NH4]+ ion being collisionally activated to m/z 369.3. During elution of TAGs, the mass spectrometer was set to carry out full mass scanning from m/z 400-1,000. The DAGs were detected by neutral loss scanning of 190 Da. 35. Leiker T. J., Barkley R. M., Murphy R. C. 2011. Analysis of diacylglycerol molecular species in cellular lipid extracts by normal-phase LC-electrospray mass spectrometry. Int. J. Mass Spectrom. 305: 103-109
AN001494 | chromatography_metadata | INSTRUMENT_NAME | Multiple
AN001494 | chromatography_metadata | COLUMN_NAME | Multiple
AN001494 | chromatography_metadata | CHROMATOGRAPHY_TYPE | Core E
AN001494 | missingness | n_missing | 671
AN001494 | missingness | n_value | 3168
AN001494 | missingness | perc_missing | 21.1805555555556
AN001494 | binomial_statistics | estimate | 0.695940959409594
AN001494 | binomial_statistics | statistic | 943
AN001494 | binomial_statistics | p.value | 1.58548246645159e-48
AN001494 | binomial_statistics | parameter | 1355
AN001494 | binomial_statistics | conf.low | 0.674714148774683
AN001494 | binomial_statistics | conf.high | 1
AN001494 | binomial_statistics | method | Exact binomial test
AN001494 | binomial_statistics | alternative | greater
AN001500 | measurement_metadata | MS_COMMENTS | -
AN001500 | measurement_metadata | INSTRUMENT_NAME | -
AN001500 | measurement_metadata | INSTRUMENT_TYPE | -
AN001500 | measurement_metadata | MS_TYPE | Other
AN001500 | measurement_metadata | ION_MODE | UNSPECIFIED
AN001500 | chromatography_metadata | CHROMATOGRAPHY_SUMMARY | The organic solvent extraction layer containing CEs, TAGs, and DAGs was taken to dryness, then derivatized with 2,5-difluorophenylisocyanate to convert DAGs to urethane derivatives (35). The derivatized extract was separated by normal phase LC as previously described (35). The CEs eluting first from the LC column were detected by 20 specific MRM transitions corresponding to each [M+NH4]+ ion being collisionally activated to m/z 369.3. During elution of TAGs, the mass spectrometer was set to carry out full mass scanning from m/z 400-1,000. The DAGs were detected by neutral loss scanning of 190 Da. 35. Leiker T. J., Barkley R. M., Murphy R. C. 2011. Analysis of diacylglycerol molecular species in cellular lipid extracts by normal-phase LC-electrospray mass spectrometry. Int. J. Mass Spectrom. 305: 103-109
AN001500 | chromatography_metadata | INSTRUMENT_NAME | Multiple
AN001500 | chromatography_metadata | COLUMN_NAME | Multiple
AN001500 | chromatography_metadata | CHROMATOGRAPHY_TYPE | Core E
AN001500 | missingness | n_missing | 959
AN001500 | missingness | n_value | 2200
AN001500 | missingness | perc_missing | 43.5909090909091
AN001500 | binomial_statistics | estimate | 0.474617244157937
AN001500 | binomial_statistics | statistic | 589
AN001500 | binomial_statistics | p.value | 0.965393455520809
AN001500 | binomial_statistics | parameter | 1241
AN001500 | binomial_statistics | conf.low | 0.450961192956563
AN001500 | binomial_statistics | conf.high | 1
AN001500 | binomial_statistics | method | Exact binomial test
AN001500 | binomial_statistics | alternative | greater
AN001513 | measurement_metadata | INSTRUMENT_NAME | Thermo Q Exactive Orbitrap
AN001513 | measurement_metadata | INSTRUMENT_TYPE | Orbitrap
AN001513 | measurement_metadata | MS_TYPE | ESI
AN001513 | measurement_metadata | ION_MODE | POSITIVE
AN001513 | measurement_metadata | SCANNING_RANGE | 70-800
AN001513 | measurement_metadata | MS_RESULTS_FILE | ST000923_AN001513_Results.txt UNITS:abundance Has m/z:Yes Has RT:Yes RT units:Minutes
AN001513 | chromatography_metadata | CHROMATOGRAPHY_SUMMARY | LC-MS samples were prepared from stool homogenates (10 μL) via protein precipitation with the addition of nine volumes of 74.9:24.9:0.2 v/v/v acetonitrile/methanol/formic acid containing stable isotope-labeled internal standards (valine-d8, Isotec; and phenylalanine-d8, Cambridge Isotope Laboratories; Andover, MA). The samples were centrifuged (10 min, 9,000 x g, 4°C), and the supernatants injected directly onto a 150 x 2 mm Atlantis HILIC column (Waters; Milford, MA). The column was eluted isocratically at a flow rate of 250 μL/min with 5% mobile phase A (10 mM ammonium formate and 0.1% formic acid in water) for 1 minute followed by a linear gradient to 40% mobile phase B (acetonitrile with 0.1% formic acid) over 10 minutes.
AN001513 | chromatography_metadata | INSTRUMENT_NAME | Shimadzu Nexera X2
AN001513 | chromatography_metadata | COLUMN_NAME | Atlantis HILIC (Waters; Milford,MA)
AN001513 | chromatography_metadata | FLOW_GRADIENT | The column was eluted isocratically with 5% A for 1 minute followed by a linear gradient to 40% B over 10 minutes.
AN001513 | chromatography_metadata | FLOW_RATE | 250 µL/min
AN001513 | chromatography_metadata | SOLVENT_A | 100% water; 0.1% formic acid; 10 mM ammonium formate
AN001513 | chromatography_metadata | SOLVENT_B | 100% acetonitrile; 0.1% formic acid
AN001513 | chromatography_metadata | CHROMATOGRAPHY_TYPE | HILIC
AN001513 | missingness | n_missing | 7559
AN001513 | missingness | n_value | 95375
AN001513 | missingness | perc_missing | 7.92555701179554
AN001513 | binomial_statistics | estimate | 0.615133304716936
AN001513 | binomial_statistics | statistic | 25795
AN001513 | binomial_statistics | p.value | 0
AN001513 | binomial_statistics | parameter | 41934
AN001513 | binomial_statistics | conf.low | 0.611207311511751
AN001513 | binomial_statistics | conf.high | 1
AN001513 | binomial_statistics | method | Exact binomial test
AN001513 | binomial_statistics | alternative | greater
AN001514 | measurement_metadata | INSTRUMENT_NAME | Thermo Q Exactive Plus Orbitrap
AN001514 | measurement_metadata | INSTRUMENT_TYPE | Orbitrap
AN001514 | measurement_metadata | MS_TYPE | ESI
AN001514 | measurement_metadata | ION_MODE | NEGATIVE
AN001514 | measurement_metadata | SCANNING_RANGE | 60-750
AN001514 | measurement_metadata | MS_RESULTS_FILE | ST000923_AN001514_Results.txt UNITS:abundance Has m/z:Yes Has RT:Yes RT units:Minutes
AN001514 | chromatography_metadata | CHROMATOGRAPHY_SUMMARY | LC-MS samples were prepared from stool homogenates (30 μL) via protein precipitation with the addition of four volumes of 80% methanol containing inosine-15N4, thymine-d4 and glycocholate-d4 internal standards (Cambridge Isotope Laboratories; Andover, MA). The samples were centrifuged (10 min, 9,000 x g, 4°C) and the supernatants were injected directly onto a 150 x 2.0 mm Luna NH2 column (Phenomenex; Torrance, CA). The column was eluted at a flow rate of 400 μL/min with initial conditions of 10% mobile phase A (20 mM ammonium acetate and 20 mM ammonium hydroxide in water) and 90% mobile phase B (10 mM ammonium hydroxide in 75:25 v/v acetonitrile/methanol) followed by a 10 min linear gradient to 100% mobile phase A.
AN001514 | chromatography_metadata | INSTRUMENT_NAME | Shimadzu Nexera X2
AN001514 | chromatography_metadata | COLUMN_NAME | Luna NH2 (Phenomenex; Torrance,CA)
AN001514 | chromatography_metadata | FLOW_GRADIENT | The column was eluted with initial conditions of 10% mobile phase A and 90% mobile phase B followed by a 10 min linear gradient to 100% mobile phase A.
AN001514 | chromatography_metadata | FLOW_RATE | 400 µL/min
AN001514 | chromatography_metadata | SOLVENT_A | 100% water; 20 mM ammonium acetate; mM ammonium hydroxide
AN001514 | chromatography_metadata | SOLVENT_B | 75% acetonitrile/25% methanol; 10 mM ammonium hydroxide
AN001514 | chromatography_metadata | CHROMATOGRAPHY_TYPE | HILIC
AN001514 | missingness | n_missing | 2870
AN001514 | missingness | n_value | 59405
AN001514 | missingness | perc_missing | 4.83124316135005
AN001514 | binomial_statistics | estimate | 0.685418805926361
AN001514 | binomial_statistics | statistic | 9345
AN001514 | binomial_statistics | p.value | 0
AN001514 | binomial_statistics | parameter | 13634
AN001514 | binomial_statistics | conf.low | 0.678812037799479
AN001514 | binomial_statistics | conf.high | 1
AN001514 | binomial_statistics | method | Exact binomial test
AN001514 | binomial_statistics | alternative | greater
AN001516 | measurement_metadata | INSTRUMENT_NAME | Thermo Q Exactive Plus Orbitrap
AN001516 | measurement_metadata | INSTRUMENT_TYPE | Orbitrap
AN001516 | measurement_metadata | MS_TYPE | ESI
AN001516 | measurement_metadata | ION_MODE | POSITIVE
AN001516 | measurement_metadata | SCANNING_RANGE | 200-1100
AN001516 | chromatography_metadata | CHROMATOGRAPHY_SUMMARY | Lipids (polar and nonpolar) were extracted from stool homogenates (10 μL) using 190 μL of isopropanol containing 1-dodecanoyl-2-tridecanoyl-sn-glycero-3-phosphocholine as an internal standard (Avanti Polar Lipids; Alabaster, AL). After centrifugation (10 min, 9,000 x g, ambient temperature), supernatants (10 μL) were injected directly onto a 100 x 2.1 mm ACQUITY BEH C8 column (1.7 μm; Waters; Milford, MA). The column was eluted at a flow rate of 450 μL/min isocratically for 1 minute at 80% mobile phase A (95:5:0.1 vol/vol/vol 10 mM ammonium acetate/methanol/acetic acid), followed by a linear gradient to 80% mobile-phase B (99.9:0.1 vol/vol methanol/acetic acid) over 2 minutes, a linear gradient to 100% mobile phase B over 7 minutes, and then 3 minutes at 100% mobile-phase B.
AN001516 | chromatography_metadata | INSTRUMENT_NAME | Shimadzu Nexera X2
AN001516 | chromatography_metadata | COLUMN_NAME | Waters ACQUITY UPLC BEH C8 (1.7um)
AN001516 | chromatography_metadata | FLOW_GRADIENT | The column was eluted isocratically for 1 minute at 80% mobile phase A, followed by a linear gradient to 80% mobile-phase B over 2 minutes, a linear gradient to 100% mobile phase B over 7 minutes, and then 3 minutes at 100% mobile-phase B.
AN001516 | chromatography_metadata | FLOW_RATE | 450 µL/min
AN001516 | chromatography_metadata | SOLVENT_A | 95% water/5% methanol; 0.1% acetic acid; 10 mM ammonium acetate
AN001516 | chromatography_metadata | SOLVENT_B | 100% methanol; 0.1% acetic acid
AN001516 | chromatography_metadata | CHROMATOGRAPHY_TYPE | Reversed phase
AN001516 | missingness | n_missing | 9030
AN001516 | missingness | n_value | 113905
AN001516 | missingness | perc_missing | 7.92765901409069
AN001516 | binomial_statistics | estimate | 0.758022734302505
AN001516 | binomial_statistics | statistic | 39211
AN001516 | binomial_statistics | p.value | 0
AN001516 | binomial_statistics | parameter | 51728
AN001516 | binomial_statistics | conf.low | 0.754905043343833
AN001516 | binomial_statistics | conf.high | 1
AN001516 | binomial_statistics | method | Exact binomial test
AN001516 | binomial_statistics | alternative | greater
AN001518 | measurement_metadata | MS_COMMENTS | -
AN001518 | measurement_metadata | INSTRUMENT_NAME | Agilent 5975
AN001518 | measurement_metadata | INSTRUMENT_TYPE | Single quadrupole
AN001518 | measurement_metadata | MS_TYPE | EI
AN001518 | measurement_metadata | ION_MODE | POSITIVE
AN001518 | chromatography_metadata | CHROMATOGRAPHY_SUMMARY | GC/MS methods follow previous studies using a 6890 N GC connected to a 5975 Inert single quadrupole MS (Agilent Technologies, Santa Clara, CA) (Bonikos et al. 1975; Fiehn 2008; Kind et al. 2009). The two wall-coated, open-tubular GC columns connected in series are both from J&W/Agilent (part 122-5512), DB5-MS, 15 meters in length, 0.25 mm in diameter, with an 0.25-l m luminal film. Positive ions generated with conventional electron ionization at 70 eV are scanned broadly from 600 to 50 m/z in the detector throughout the 45 min cycle time.
AN001518 | chromatography_metadata | CHROMATOGRAPHY_TYPE | GC
AN001518 | chromatography_metadata | INSTRUMENT_NAME | Agilent 6890N
AN001518 | chromatography_metadata | COLUMN_NAME | Agilent DB5-MS (15m Ã— 0.25mm, 0.25um)
AN001518 | missingness | n_missing | 1843
AN001518 | missingness | n_value | 8136
AN001518 | missingness | perc_missing | 22.6524090462144
AN001518 | binomial_statistics | estimate | 0.896597731821214
AN001518 | binomial_statistics | statistic | 1344
AN001518 | binomial_statistics | p.value | 6.23713813441871e-237
AN001518 | binomial_statistics | parameter | 1499
AN001518 | binomial_statistics | conf.low | 0.882746013785014
AN001518 | binomial_statistics | conf.high | 1
AN001518 | binomial_statistics | method | Exact binomial test
AN001518 | binomial_statistics | alternative | greater
AN001553 | measurement_metadata | INSTRUMENT_NAME | Agilent 6530 QTOF
AN001553 | measurement_metadata | INSTRUMENT_TYPE | QTOF
AN001553 | measurement_metadata | MS_TYPE | ESI
AN001553 | measurement_metadata | ION_MODE | POSITIVE
AN001553 | measurement_metadata | MS_RESULTS_FILE | ST000946_AN001553_Results.txt UNITS:Counts
AN001553 | chromatography_metadata | CHROMATOGRAPHY_TYPE | Reversed phase
AN001553 | chromatography_metadata | INSTRUMENT_NAME | Agilent 6530
AN001553 | chromatography_metadata | COLUMN_NAME | Waters Acquity HSS T3 (100 x 2.1mm, 1.8um)
AN001553 | chromatography_metadata | METHODS_FILENAME | Neg_Untargeted_20171016_460ulmin_Agilent_AS_0mm.m
AN001553 | chromatography_metadata | CHROMATOGRAPHY_COMMENTS | C18
AN001553 | missingness | n_missing | 3125
AN001553 | missingness | n_value | 30222
AN001553 | missingness | perc_missing | 10.3401495599232
AN001553 | binomial_statistics | estimate | 0.752196706785793
AN001553 | binomial_statistics | statistic | 10187
AN001553 | binomial_statistics | p.value | 0
AN001553 | binomial_statistics | parameter | 13543
AN001553 | binomial_statistics | conf.low | 0.746017796648284
AN001553 | binomial_statistics | conf.high | 1
AN001553 | binomial_statistics | method | Exact binomial test
AN001553 | binomial_statistics | alternative | greater
AN001568 | measurement_metadata | MS_COMMENTS | -
AN001568 | measurement_metadata | INSTRUMENT_NAME | Thermo Q Exactive Orbitrap
AN001568 | measurement_metadata | INSTRUMENT_TYPE | Orbitrap
AN001568 | measurement_metadata | MS_TYPE | ESI
AN001568 | measurement_metadata | ION_MODE | POSITIVE
AN001568 | measurement_metadata | MS_RESULTS_FILE | ST000956_AN001568_Results.txt UNITS:peak height
AN001568 | chromatography_metadata | CHROMATOGRAPHY_TYPE | Reversed phase
AN001568 | chromatography_metadata | INSTRUMENT_NAME | Thermo Dionex Ultimate 3000
AN001568 | chromatography_metadata | COLUMN_NAME | ACE Excel 2 C18-PFP (100 x 2.1mm, 2um)
AN001568 | chromatography_metadata | FLOW_RATE | 350ul/min
AN001568 | chromatography_metadata | SOLVENT_A | 0.1% Formic Acid in Water
AN001568 | chromatography_metadata | SOLVENT_B | Acetonitrile
AN001568 | missingness | n_missing | 15
AN001568 | missingness | n_value | 5560
AN001568 | missingness | perc_missing | 0.26978417266187
AN001568 | binomial_statistics | estimate | 1
AN001568 | binomial_statistics | statistic | 65
AN001568 | binomial_statistics | p.value | 2.71050543121377e-20
AN001568 | binomial_statistics | parameter | 65
AN001568 | binomial_statistics | conf.low | 0.954957741876986
AN001568 | binomial_statistics | conf.high | 1
AN001568 | binomial_statistics | method | Exact binomial test
AN001568 | binomial_statistics | alternative | greater
AN001569 | measurement_metadata | MS_COMMENTS | -
AN001569 | measurement_metadata | INSTRUMENT_NAME | Thermo Q Exactive Orbitrap
AN001569 | measurement_metadata | INSTRUMENT_TYPE | Orbitrap
AN001569 | measurement_metadata | MS_TYPE | ESI
AN001569 | measurement_metadata | ION_MODE | NEGATIVE
AN001569 | measurement_metadata | MS_RESULTS_FILE | ST000956_AN001569_Results.txt UNITS:peak height
AN001569 | chromatography_metadata | CHROMATOGRAPHY_TYPE | Reversed phase
AN001569 | chromatography_metadata | INSTRUMENT_NAME | Thermo Dionex Ultimate 3000
AN001569 | chromatography_metadata | COLUMN_NAME | ACE Excel 2 C18-PFP (100 x 2.1mm, 2um)
AN001569 | chromatography_metadata | FLOW_RATE | 350ul/min
AN001569 | chromatography_metadata | SOLVENT_A | 0.1% Formic Acid in Water
AN001569 | chromatography_metadata | SOLVENT_B | Acetonitrile
AN001569 | missingness | n_missing | 25
AN001569 | missingness | n_value | 4000
AN001569 | missingness | perc_missing | 0.625
AN001569 | binomial_statistics | estimate | 1
AN001569 | binomial_statistics | statistic | 75
AN001569 | binomial_statistics | p.value | 2.6469779601697e-23
AN001569 | binomial_statistics | parameter | 75
AN001569 | binomial_statistics | conf.low | 0.960844112527829
AN001569 | binomial_statistics | conf.high | 1
AN001569 | binomial_statistics | method | Exact binomial test
AN001569 | binomial_statistics | alternative | greater
AN001577 | measurement_metadata | MS_COMMENTS | -
AN001577 | measurement_metadata | INSTRUMENT_NAME | Thermo Q Exactive Orbitrap
AN001577 | measurement_metadata | INSTRUMENT_TYPE | Orbitrap
AN001577 | measurement_metadata | MS_TYPE | ESI
AN001577 | measurement_metadata | ION_MODE | UNSPECIFIED
AN001577 | measurement_metadata | CAPILLARY_TEMPERATURE | 310ºC (negative mode) or 350ºC (positive mode)
AN001577 | measurement_metadata | COLLISION_ENERGY | 40±30% for the negative mode and 30, parallel with 19±5% for the positive mode
AN001577 | measurement_metadata | IONIZATION | +/-
AN001577 | measurement_metadata | SPRAY_VOLTAGE | 4.4 kV
AN001577 | measurement_metadata | AUTOMATIC_GAIN_CONTROL | MS: 1x106; MS/MS: 2x105 (negative mode) or 1x105 (positive mode)
AN001577 | measurement_metadata | DATAFORMAT | .RAW
AN001577 | measurement_metadata | RESOLUTION_SETTING | MS: 70,000; MS/MS: 17,500
AN001577 | chromatography_metadata | CHROMATOGRAPHY_SUMMARY | Reversed phase chromatographic separation was achieved using Accela Autosampler, Accela 600 pump and Acclaim C30 column: 3 µm, 2.1x150 mm (Thermo Fisher Scientific, Waltham, MA). The column temperature was maintained at 30 ºC (negative mode) or 45ºC (positive mode) and tray temperature at 20ºC. Solvent A was composed of 10 mM ammonium acetate (LC-MS grade) in 60:40 methanol:water (LC-MS grade) with 0.2% formic acid (LC-MS grade). Solvent B was composed of 10 mM ammonium acetate with 60:40 methanol:chloroform with 0.2% formic acid. The flow rate was 260 µL/min and injection volume was 5 µL. The gradient was 35-100% solvent B over 13.0 min, 100% solvent B over 13.0-13.8 min, 100-35% solvent B over 13.8-14.5 min, 35% solvent B over 14.5-18.0 min, 0% solvent B over 18.0-20.0 min.
AN001577 | chromatography_metadata | CHROMATOGRAPHY_TYPE | Reversed phase
AN001577 | chromatography_metadata | INSTRUMENT_NAME | Thermo Accela 600
AN001577 | chromatography_metadata | COLUMN_NAME | Acclaim C30 column: 3 Âµm, 2.1x150 mm
AN001577 | chromatography_metadata | FLOW_GRADIENT | The gradient was 35-100% solvent B over 13.0 min, 100% solvent B over 13.0-13.8 min, 100-35% solvent B over 13.8-14.5 min, 35% solvent B over 14.5-18.0 min, 0% solvent B over 18.0-20.0 min.
AN001577 | chromatography_metadata | FLOW_RATE | 260 µL/min
AN001577 | chromatography_metadata | COLUMN_TEMPERATURE | 30 (negative mode)/45 (positive mode)
AN001577 | chromatography_metadata | SOLVENT_A | 10 mM ammonium acetate in 60:40 methanol:water with 0.2% formic acid
AN001577 | chromatography_metadata | SOLVENT_B | 10 mM ammonium acetate in 60:40 methanol:chloroform with 0.2% formic acid
AN001577 | chromatography_metadata | SAMPLE_INJECTION | 5 µL
AN001577 | chromatography_metadata | ANALYTICAL_TIME | 20 min
AN001577 | chromatography_metadata | OVEN_TEMPERATURE | 20ºC
AN001577 | missingness | n_missing | 5982
AN001577 | missingness | n_value | 25474
AN001577 | missingness | perc_missing | 23.482766742561
AN001577 | binomial_statistics | estimate | 0.597854982124851
AN001577 | binomial_statistics | statistic | 6522
AN001577 | binomial_statistics | p.value | 1.13350426093723e-93
AN001577 | binomial_statistics | parameter | 10909
AN001577 | binomial_statistics | conf.low | 0.590068589178974
AN001577 | binomial_statistics | conf.high | 1
AN001577 | binomial_statistics | method | Exact binomial test
AN001577 | binomial_statistics | alternative | greater
AN001609 | measurement_metadata | MS_COMMENTS | -
AN001609 | measurement_metadata | INSTRUMENT_NAME | Agilent 6530 QTOF
AN001609 | measurement_metadata | INSTRUMENT_TYPE | QTOF
AN001609 | measurement_metadata | MS_TYPE | ESI
AN001609 | measurement_metadata | ION_MODE | POSITIVE
AN001609 | measurement_metadata | CAPILLARY_VOLTAGE | 3500 eV
AN001609 | measurement_metadata | COLLISION_ENERGY | 25 eV
AN001609 | measurement_metadata | COLLISION_GAS | Nitrogen
AN001609 | measurement_metadata | DRY_GAS_FLOW | 8L/min
AN001609 | measurement_metadata | DRY_GAS_TEMP | 325 C
AN001609 | measurement_metadata | FRAGMENT_VOLTAGE | 120 eV
AN001609 | measurement_metadata | FRAGMENTATION_METHOD | Auto MS/MS
AN001609 | measurement_metadata | ION_SOURCE_TEMPERATURE | 325 C
AN001609 | measurement_metadata | ION_SPRAY_VOLTAGE | 1000
AN001609 | measurement_metadata | IONIZATION | Pos
AN001609 | measurement_metadata | IONIZATION_ENERGY | 70eV
AN001609 | measurement_metadata | MASS_ACCURACY | Accurate
AN001609 | measurement_metadata | REAGENT_GAS | Nitrogen
AN001609 | measurement_metadata | SOURCE_TEMPERATURE | 325 C
AN001609 | measurement_metadata | DATAFORMAT | .d
AN001609 | measurement_metadata | DESOLVATION_GAS_FLOW | 11 L/min
AN001609 | measurement_metadata | DESOLVATION_TEMPERATURE | 350 C
AN001609 | measurement_metadata | NEBULIZER | 35 psig
AN001609 | measurement_metadata | OCTPOLE_VOLTAGE | 750 eV
AN001609 | measurement_metadata | RESOLUTION_SETTING | Extended Dyamic Range
AN001609 | measurement_metadata | SCAN_RANGE_MOVERZ | 60-1700 Da
AN001609 | measurement_metadata | SCANNING_CYCLE | 2 Hz
AN001609 | measurement_metadata | SCANNING_RANGE | 60-1700 Da
AN001609 | measurement_metadata | SKIMMER_VOLTAGE | 65
AN001609 | chromatography_metadata | CHROMATOGRAPHY_TYPE | Reversed phase
AN001609 | chromatography_metadata | INSTRUMENT_NAME | Agilent 6530
AN001609 | chromatography_metadata | COLUMN_NAME | Waters Acquity CSH C18 (100 x 2.1mm, 1.7um) 1.7um Pre-Column
AN001609 | chromatography_metadata | FLOW_GRADIENT | 15% B to 99% B
AN001609 | chromatography_metadata | FLOW_RATE | 0.6 mL/min
AN001609 | chromatography_metadata | COLUMN_TEMPERATURE | 65 C
AN001609 | chromatography_metadata | METHODS_FILENAME | Data Dictionary Fiehn laboratory_CSH QTOF lipidomics_05-29-2014.pdf
AN001609 | chromatography_metadata | SOLVENT_A | 60:40 Acetonitrile:Water +10mM Ammonium Formate +10mM Formic Acid
AN001609 | chromatography_metadata | SOLVENT_B | 9:1 Isopropanol:Acetonitrile +10mM Ammonium Formate +10mM Formic Acid
AN001609 | chromatography_metadata | COLUMN_PRESSURE | 450-850 bar
AN001609 | chromatography_metadata | INJECTION_TEMPERATURE | 4 C
AN001609 | chromatography_metadata | INTERNAL_STANDARD | See data dictionary
AN001609 | chromatography_metadata | RETENTION_TIME | See data dictionary
AN001609 | chromatography_metadata | SAMPLE_INJECTION | 1.67 uL
AN001609 | chromatography_metadata | ANALYTICAL_TIME | 13 min
AN001609 | chromatography_metadata | CAPILLARY_VOLTAGE | 3500 eV
AN001609 | chromatography_metadata | OVEN_TEMPERATURE | 50°C for 1 min, then ramped at 20°C/min to 330°C, held constant for 5 min
AN001609 | chromatography_metadata | TIME_PROGRAM | 15 min
AN001609 | chromatography_metadata | WASHING_BUFFER | Ethyl Acetate
AN001609 | chromatography_metadata | WEAK_WASH_SOLVENT_NAME | Isopropanol
AN001609 | chromatography_metadata | STRONG_WASH_SOLVENT_NAME | Isopropanol
AN001609 | chromatography_metadata | TARGET_SAMPLE_TEMPERATURE | Autosampler temp 4 C
AN001609 | chromatography_metadata | SAMPLE_LOOP_SIZE | 30 m length x 0.25 mm internal diameter
AN001609 | chromatography_metadata | RANDOMIZATION_ORDER | Excel generated
AN001609 | missingness | n_missing | 1419
AN001609 | missingness | n_value | 79902
AN001609 | missingness | perc_missing | 1.77592550874822
AN001609 | binomial_statistics | estimate | 0.912963449907967
AN001609 | binomial_statistics | statistic | 3472
AN001609 | binomial_statistics | p.value | 0
AN001609 | binomial_statistics | parameter | 3803
AN001609 | binomial_statistics | conf.low | 0.905075883782267
AN001609 | binomial_statistics | conf.high | 1
AN001609 | binomial_statistics | method | Exact binomial test
AN001609 | binomial_statistics | alternative | greater
AN001610 | measurement_metadata | MS_COMMENTS | -
AN001610 | measurement_metadata | INSTRUMENT_NAME | Agilent 6530 QTOF
AN001610 | measurement_metadata | INSTRUMENT_TYPE | QTOF
AN001610 | measurement_metadata | MS_TYPE | ESI
AN001610 | measurement_metadata | ION_MODE | POSITIVE
AN001610 | measurement_metadata | CAPILLARY_VOLTAGE | 3500 eV
AN001610 | measurement_metadata | COLLISION_ENERGY | 25 eV
AN001610 | measurement_metadata | COLLISION_GAS | Nitrogen
AN001610 | measurement_metadata | DRY_GAS_FLOW | 8L/min
AN001610 | measurement_metadata | DRY_GAS_TEMP | 325 C
AN001610 | measurement_metadata | FRAGMENT_VOLTAGE | 120 eV
AN001610 | measurement_metadata | FRAGMENTATION_METHOD | Auto MS/MS
AN001610 | measurement_metadata | ION_SOURCE_TEMPERATURE | 325 C
AN001610 | measurement_metadata | ION_SPRAY_VOLTAGE | 1000
AN001610 | measurement_metadata | IONIZATION | Pos
AN001610 | measurement_metadata | IONIZATION_ENERGY | 70eV
AN001610 | measurement_metadata | MASS_ACCURACY | Accurate
AN001610 | measurement_metadata | REAGENT_GAS | Nitrogen
AN001610 | measurement_metadata | SOURCE_TEMPERATURE | 325 C
AN001610 | measurement_metadata | DATAFORMAT | .d
AN001610 | measurement_metadata | DESOLVATION_GAS_FLOW | 11 L/min
AN001610 | measurement_metadata | DESOLVATION_TEMPERATURE | 350 C
AN001610 | measurement_metadata | NEBULIZER | 35 psig
AN001610 | measurement_metadata | OCTPOLE_VOLTAGE | 750 eV
AN001610 | measurement_metadata | RESOLUTION_SETTING | Extended Dyamic Range
AN001610 | measurement_metadata | SCAN_RANGE_MOVERZ | 60-1700 Da
AN001610 | measurement_metadata | SCANNING_CYCLE | 2 Hz
AN001610 | measurement_metadata | SCANNING_RANGE | 60-1700 Da
AN001610 | measurement_metadata | SKIMMER_VOLTAGE | 65
AN001610 | chromatography_metadata | CHROMATOGRAPHY_TYPE | Reversed phase
AN001610 | chromatography_metadata | INSTRUMENT_NAME | Agilent 6530
AN001610 | chromatography_metadata | COLUMN_NAME | Waters Acquity CSH C18 (100 x 2.1mm, 1.7um) 1.7um Pre-Column
AN001610 | chromatography_metadata | FLOW_GRADIENT | 15% B to 99% B
AN001610 | chromatography_metadata | FLOW_RATE | 0.6 mL/min
AN001610 | chromatography_metadata | COLUMN_TEMPERATURE | 65 C
AN001610 | chromatography_metadata | METHODS_FILENAME | Data Dictionary Fiehn laboratory_CSH QTOF lipidomics_05-29-2014.pdf
AN001610 | chromatography_metadata | SOLVENT_A | 60:40 Acetonitrile:Water +10mM Ammonium Formate +10mM Formic Acid
AN001610 | chromatography_metadata | SOLVENT_B | 9:1 Isopropanol:Acetonitrile +10mM Ammonium Formate +10mM Formic Acid
AN001610 | chromatography_metadata | COLUMN_PRESSURE | 450-850 bar
AN001610 | chromatography_metadata | INJECTION_TEMPERATURE | 4 C
AN001610 | chromatography_metadata | INTERNAL_STANDARD | See data dictionary
AN001610 | chromatography_metadata | RETENTION_TIME | See data dictionary
AN001610 | chromatography_metadata | SAMPLE_INJECTION | 1.67 uL
AN001610 | chromatography_metadata | ANALYTICAL_TIME | 13 min
AN001610 | chromatography_metadata | CAPILLARY_VOLTAGE | 3500 eV
AN001610 | chromatography_metadata | OVEN_TEMPERATURE | 50°C for 1 min, then ramped at 20°C/min to 330°C, held constant for 5 min
AN001610 | chromatography_metadata | TIME_PROGRAM | 15 min
AN001610 | chromatography_metadata | WASHING_BUFFER | Ethyl Acetate
AN001610 | chromatography_metadata | WEAK_WASH_SOLVENT_NAME | Isopropanol
AN001610 | chromatography_metadata | STRONG_WASH_SOLVENT_NAME | Isopropanol
AN001610 | chromatography_metadata | TARGET_SAMPLE_TEMPERATURE | Autosampler temp 4 C
AN001610 | chromatography_metadata | SAMPLE_LOOP_SIZE | 30 m length x 0.25 mm internal diameter
AN001610 | chromatography_metadata | RANDOMIZATION_ORDER | Excel generated
AN001610 | missingness | n_missing | 1121
AN001610 | missingness | n_value | 75486
AN001610 | missingness | perc_missing | 1.48504358424079
AN001610 | binomial_statistics | estimate | 0.971615100766392
AN001610 | binomial_statistics | statistic | 3423
AN001610 | binomial_statistics | p.value | 0
AN001610 | binomial_statistics | parameter | 3523
AN001610 | binomial_statistics | conf.low | 0.966569764921357
AN001610 | binomial_statistics | conf.high | 1
AN001610 | binomial_statistics | method | Exact binomial test
AN001610 | binomial_statistics | alternative | greater
AN001611 | measurement_metadata | MS_COMMENTS | -
AN001611 | measurement_metadata | INSTRUMENT_NAME | Agilent 6550 QTOF
AN001611 | measurement_metadata | INSTRUMENT_TYPE | QTOF
AN001611 | measurement_metadata | MS_TYPE | ESI
AN001611 | measurement_metadata | ION_MODE | POSITIVE
AN001611 | measurement_metadata | CAPILLARY_VOLTAGE | 3500 eV
AN001611 | measurement_metadata | COLLISION_ENERGY | 25 eV
AN001611 | measurement_metadata | COLLISION_GAS | Nitrogen
AN001611 | measurement_metadata | DRY_GAS_FLOW | 8L/min
AN001611 | measurement_metadata | DRY_GAS_TEMP | 325 C
AN001611 | measurement_metadata | FRAGMENT_VOLTAGE | 120 eV
AN001611 | measurement_metadata | FRAGMENTATION_METHOD | Auto MS/MS
AN001611 | measurement_metadata | ION_SOURCE_TEMPERATURE | 325 C
AN001611 | measurement_metadata | ION_SPRAY_VOLTAGE | 1000
AN001611 | measurement_metadata | IONIZATION | Pos
AN001611 | measurement_metadata | IONIZATION_ENERGY | 70eV
AN001611 | measurement_metadata | MASS_ACCURACY | Accurate
AN001611 | measurement_metadata | REAGENT_GAS | Nitrogen
AN001611 | measurement_metadata | SOURCE_TEMPERATURE | 325 C
AN001611 | measurement_metadata | DATAFORMAT | .d
AN001611 | measurement_metadata | DESOLVATION_GAS_FLOW | 11 L/min
AN001611 | measurement_metadata | DESOLVATION_TEMPERATURE | 350 C
AN001611 | measurement_metadata | NEBULIZER | 35 psig
AN001611 | measurement_metadata | OCTPOLE_VOLTAGE | 750 eV
AN001611 | measurement_metadata | RESOLUTION_SETTING | Extended Dyamic Range
AN001611 | measurement_metadata | SCAN_RANGE_MOVERZ | 60-1700 Da
AN001611 | measurement_metadata | SCANNING_CYCLE | 2 Hz
AN001611 | measurement_metadata | SCANNING_RANGE | 60-1700 Da
AN001611 | measurement_metadata | SKIMMER_VOLTAGE | 65
AN001611 | chromatography_metadata | CHROMATOGRAPHY_TYPE | Reversed phase
AN001611 | chromatography_metadata | INSTRUMENT_NAME | Agilent 6550
AN001611 | chromatography_metadata | COLUMN_NAME | Waters Acquity CSH C18 (100 x 2.1mm, 1.7um) 1.7um Pre-Column
AN001611 | chromatography_metadata | FLOW_GRADIENT | 15% B to 99% B
AN001611 | chromatography_metadata | FLOW_RATE | 0.6 mL/min
AN001611 | chromatography_metadata | COLUMN_TEMPERATURE | 65 C
AN001611 | chromatography_metadata | METHODS_FILENAME | Data Dictionary Fiehn laboratory_CSH QTOF lipidomics_05-29-2014.pdf
AN001611 | chromatography_metadata | SOLVENT_A | 60:40 Acetonitrile:Water +10mM Ammonium Formate +10mM Formic Acid
AN001611 | chromatography_metadata | SOLVENT_B | 9:1 Isopropanol:Acetonitrile +10mM Ammonium Formate +10mM Formic Acid
AN001611 | chromatography_metadata | COLUMN_PRESSURE | 450-850 bar
AN001611 | chromatography_metadata | INJECTION_TEMPERATURE | 4 C
AN001611 | chromatography_metadata | INTERNAL_STANDARD | See data dictionary
AN001611 | chromatography_metadata | RETENTION_TIME | See data dictionary
AN001611 | chromatography_metadata | SAMPLE_INJECTION | 1.67 uL
AN001611 | chromatography_metadata | ANALYTICAL_TIME | 13 min
AN001611 | chromatography_metadata | CAPILLARY_VOLTAGE | 3500 eV
AN001611 | chromatography_metadata | OVEN_TEMPERATURE | 50°C for 1 min, then ramped at 20°C/min to 330°C, held constant for 5 min
AN001611 | chromatography_metadata | TIME_PROGRAM | 15 min
AN001611 | chromatography_metadata | WASHING_BUFFER | Ethyl Acetate
AN001611 | chromatography_metadata | WEAK_WASH_SOLVENT_NAME | Isopropanol
AN001611 | chromatography_metadata | STRONG_WASH_SOLVENT_NAME | Isopropanol
AN001611 | chromatography_metadata | TARGET_SAMPLE_TEMPERATURE | Autosampler temp 4 C
AN001611 | chromatography_metadata | SAMPLE_LOOP_SIZE | 30 m length x 0.25 mm internal diameter
AN001611 | chromatography_metadata | RANDOMIZATION_ORDER | Excel generated
AN001611 | missingness | n_missing | 1818
AN001611 | missingness | n_value | 75486
AN001611 | missingness | perc_missing | 2.40839360941102
AN001611 | binomial_statistics | estimate | 0.967594705613875
AN001611 | binomial_statistics | statistic | 4240
AN001611 | binomial_statistics | p.value | 0
AN001611 | binomial_statistics | parameter | 4382
AN001611 | binomial_statistics | conf.low | 0.962842594455392
AN001611 | binomial_statistics | conf.high | 1
AN001611 | binomial_statistics | method | Exact binomial test
AN001611 | binomial_statistics | alternative | greater
AN001612 | measurement_metadata | MS_COMMENTS | -
AN001612 | measurement_metadata | INSTRUMENT_NAME | Agilent 6560 Ion Mobility
AN001612 | measurement_metadata | INSTRUMENT_TYPE | QTOF
AN001612 | measurement_metadata | MS_TYPE | ESI
AN001612 | measurement_metadata | ION_MODE | POSITIVE
AN001612 | measurement_metadata | CAPILLARY_VOLTAGE | 3500 eV
AN001612 | measurement_metadata | COLLISION_ENERGY | 25 eV
AN001612 | measurement_metadata | COLLISION_GAS | Nitrogen
AN001612 | measurement_metadata | DRY_GAS_FLOW | 8L/min
AN001612 | measurement_metadata | DRY_GAS_TEMP | 325 C
AN001612 | measurement_metadata | FRAGMENT_VOLTAGE | 120 eV
AN001612 | measurement_metadata | FRAGMENTATION_METHOD | Auto MS/MS
AN001612 | measurement_metadata | ION_SOURCE_TEMPERATURE | 325 C
AN001612 | measurement_metadata | ION_SPRAY_VOLTAGE | 1000
AN001612 | measurement_metadata | IONIZATION | Pos
AN001612 | measurement_metadata | IONIZATION_ENERGY | 70eV
AN001612 | measurement_metadata | MASS_ACCURACY | Accurate
AN001612 | measurement_metadata | REAGENT_GAS | Nitrogen
AN001612 | measurement_metadata | SOURCE_TEMPERATURE | 325 C
AN001612 | measurement_metadata | DATAFORMAT | .d
AN001612 | measurement_metadata | DESOLVATION_GAS_FLOW | 11 L/min
AN001612 | measurement_metadata | DESOLVATION_TEMPERATURE | 350 C
AN001612 | measurement_metadata | NEBULIZER | 35 psig
AN001612 | measurement_metadata | OCTPOLE_VOLTAGE | 750 eV
AN001612 | measurement_metadata | RESOLUTION_SETTING | Extended Dyamic Range
AN001612 | measurement_metadata | SCAN_RANGE_MOVERZ | 60-1700 Da
AN001612 | measurement_metadata | SCANNING_CYCLE | 2 Hz
AN001612 | measurement_metadata | SCANNING_RANGE | 60-1700 Da
AN001612 | measurement_metadata | SKIMMER_VOLTAGE | 65
AN001612 | chromatography_metadata | CHROMATOGRAPHY_TYPE | Reversed phase
AN001612 | chromatography_metadata | INSTRUMENT_NAME | Agilent 6560
AN001612 | chromatography_metadata | COLUMN_NAME | Waters Acquity CSH C18 (100 x 2.1mm, 1.7um) 1.7um Pre-Column
AN001612 | chromatography_metadata | FLOW_GRADIENT | 15% B to 99% B
AN001612 | chromatography_metadata | FLOW_RATE | 0.6 mL/min
AN001612 | chromatography_metadata | COLUMN_TEMPERATURE | 65 C
AN001612 | chromatography_metadata | METHODS_FILENAME | Data Dictionary Fiehn laboratory_CSH QTOF lipidomics_05-29-2014.pdf
AN001612 | chromatography_metadata | SOLVENT_A | 60:40 Acetonitrile:Water +10mM Ammonium Formate +10mM Formic Acid
AN001612 | chromatography_metadata | SOLVENT_B | 9:1 Isopropanol:Acetonitrile +10mM Ammonium Formate +10mM Formic Acid
AN001612 | chromatography_metadata | COLUMN_PRESSURE | 450-850 bar
AN001612 | chromatography_metadata | INJECTION_TEMPERATURE | 4 C
AN001612 | chromatography_metadata | INTERNAL_STANDARD | See data dictionary
AN001612 | chromatography_metadata | RETENTION_TIME | See data dictionary
AN001612 | chromatography_metadata | SAMPLE_INJECTION | 1.67 uL
AN001612 | chromatography_metadata | ANALYTICAL_TIME | 13 min
AN001612 | chromatography_metadata | CAPILLARY_VOLTAGE | 3500 eV
AN001612 | chromatography_metadata | OVEN_TEMPERATURE | 50°C for 1 min, then ramped at 20°C/min to 330°C, held constant for 5 min
AN001612 | chromatography_metadata | TIME_PROGRAM | 15 min
AN001612 | chromatography_metadata | WASHING_BUFFER | Ethyl Acetate
AN001612 | chromatography_metadata | WEAK_WASH_SOLVENT_NAME | Isopropanol
AN001612 | chromatography_metadata | STRONG_WASH_SOLVENT_NAME | Isopropanol
AN001612 | chromatography_metadata | TARGET_SAMPLE_TEMPERATURE | Autosampler temp 4 C
AN001612 | chromatography_metadata | SAMPLE_LOOP_SIZE | 30 m length x 0.25 mm internal diameter
AN001612 | chromatography_metadata | RANDOMIZATION_ORDER | Excel generated
AN001612 | missingness | n_missing | 943
AN001612 | missingness | n_value | 71070
AN001612 | missingness | perc_missing | 1.32686084142395
AN001612 | binomial_statistics | estimate | 0.961908152367391
AN001612 | binomial_statistics | statistic | 2702
AN001612 | binomial_statistics | p.value | 0
AN001612 | binomial_statistics | parameter | 2809
AN001612 | binomial_statistics | conf.low | 0.955420693574123
AN001612 | binomial_statistics | conf.high | 1
AN001612 | binomial_statistics | method | Exact binomial test
AN001612 | binomial_statistics | alternative | greater
AN001613 | measurement_metadata | MS_COMMENTS | -
AN001613 | measurement_metadata | INSTRUMENT_NAME | Leco Citius LC-HRT
AN001613 | measurement_metadata | INSTRUMENT_TYPE | QTOF
AN001613 | measurement_metadata | MS_TYPE | ESI
AN001613 | measurement_metadata | ION_MODE | POSITIVE
AN001613 | measurement_metadata | CAPILLARY_VOLTAGE | 3500 eV
AN001613 | measurement_metadata | COLLISION_ENERGY | 25 eV
AN001613 | measurement_metadata | COLLISION_GAS | Nitrogen
AN001613 | measurement_metadata | DRY_GAS_FLOW | 8L/min
AN001613 | measurement_metadata | DRY_GAS_TEMP | 325 C
AN001613 | measurement_metadata | FRAGMENT_VOLTAGE | 120 eV
AN001613 | measurement_metadata | FRAGMENTATION_METHOD | Auto MS/MS
AN001613 | measurement_metadata | ION_SOURCE_TEMPERATURE | 325 C
AN001613 | measurement_metadata | ION_SPRAY_VOLTAGE | 1000
AN001613 | measurement_metadata | IONIZATION | Pos
AN001613 | measurement_metadata | IONIZATION_ENERGY | 70eV
AN001613 | measurement_metadata | MASS_ACCURACY | Accurate
AN001613 | measurement_metadata | REAGENT_GAS | Nitrogen
AN001613 | measurement_metadata | SOURCE_TEMPERATURE | 325 C
AN001613 | measurement_metadata | DATAFORMAT | .d
AN001613 | measurement_metadata | DESOLVATION_GAS_FLOW | 11 L/min
AN001613 | measurement_metadata | DESOLVATION_TEMPERATURE | 350 C
AN001613 | measurement_metadata | NEBULIZER | 35 psig
AN001613 | measurement_metadata | OCTPOLE_VOLTAGE | 750 eV
AN001613 | measurement_metadata | RESOLUTION_SETTING | Extended Dyamic Range
AN001613 | measurement_metadata | SCAN_RANGE_MOVERZ | 60-1700 Da
AN001613 | measurement_metadata | SCANNING_CYCLE | 2 Hz
AN001613 | measurement_metadata | SCANNING_RANGE | 60-1700 Da
AN001613 | measurement_metadata | SKIMMER_VOLTAGE | 65
AN001613 | chromatography_metadata | CHROMATOGRAPHY_TYPE | Reversed phase
AN001613 | chromatography_metadata | INSTRUMENT_NAME | Leco Citius LC-HRT
AN001613 | chromatography_metadata | COLUMN_NAME | Waters Acquity CSH C18 (100 x 2.1mm, 1.7um) 1.7um Pre-Column
AN001613 | chromatography_metadata | FLOW_GRADIENT | 15% B to 99% B
AN001613 | chromatography_metadata | FLOW_RATE | 0.6 mL/min
AN001613 | chromatography_metadata | COLUMN_TEMPERATURE | 65 C
AN001613 | chromatography_metadata | METHODS_FILENAME | Data Dictionary Fiehn laboratory_CSH QTOF lipidomics_05-29-2014.pdf
AN001613 | chromatography_metadata | SOLVENT_A | 60:40 Acetonitrile:Water +10mM Ammonium Formate +10mM Formic Acid
AN001613 | chromatography_metadata | SOLVENT_B | 9:1 Isopropanol:Acetonitrile +10mM Ammonium Formate +10mM Formic Acid
AN001613 | chromatography_metadata | COLUMN_PRESSURE | 450-850 bar
AN001613 | chromatography_metadata | INJECTION_TEMPERATURE | 4 C
AN001613 | chromatography_metadata | INTERNAL_STANDARD | See data dictionary
AN001613 | chromatography_metadata | RETENTION_TIME | See data dictionary
AN001613 | chromatography_metadata | SAMPLE_INJECTION | 1.67 uL
AN001613 | chromatography_metadata | ANALYTICAL_TIME | 13 min
AN001613 | chromatography_metadata | CAPILLARY_VOLTAGE | 3500 eV
AN001613 | chromatography_metadata | OVEN_TEMPERATURE | 50°C for 1 min, then ramped at 20°C/min to 330°C, held constant for 5 min
AN001613 | chromatography_metadata | TIME_PROGRAM | 15 min
AN001613 | chromatography_metadata | WASHING_BUFFER | Ethyl Acetate
AN001613 | chromatography_metadata | WEAK_WASH_SOLVENT_NAME | Isopropanol
AN001613 | chromatography_metadata | STRONG_WASH_SOLVENT_NAME | Isopropanol
AN001613 | chromatography_metadata | TARGET_SAMPLE_TEMPERATURE | Autosampler temp 4 C
AN001613 | chromatography_metadata | SAMPLE_LOOP_SIZE | 30 m length x 0.25 mm internal diameter
AN001613 | chromatography_metadata | RANDOMIZATION_ORDER | Excel generated
AN001613 | missingness | n_missing | 5479
AN001613 | missingness | n_value | 59754
AN001613 | missingness | perc_missing | 9.16926063527128
AN001613 | binomial_statistics | estimate | 0.947672649832674
AN001613 | binomial_statistics | statistic | 9345
AN001613 | binomial_statistics | p.value | 0
AN001613 | binomial_statistics | parameter | 9861
AN001613 | binomial_statistics | conf.low | 0.9438342347256
AN001613 | binomial_statistics | conf.high | 1
AN001613 | binomial_statistics | method | Exact binomial test
AN001613 | binomial_statistics | alternative | greater
AN001615 | measurement_metadata | MS_COMMENTS | -
AN001615 | measurement_metadata | INSTRUMENT_NAME | ABI Sciex 5600+ TripleTOF
AN001615 | measurement_metadata | INSTRUMENT_TYPE | Triple TOF
AN001615 | measurement_metadata | MS_TYPE | ESI
AN001615 | measurement_metadata | ION_MODE | POSITIVE
AN001615 | measurement_metadata | CAPILLARY_VOLTAGE | 3500 eV
AN001615 | measurement_metadata | COLLISION_ENERGY | 25 eV
AN001615 | measurement_metadata | COLLISION_GAS | Nitrogen
AN001615 | measurement_metadata | DRY_GAS_FLOW | 8L/min
AN001615 | measurement_metadata | DRY_GAS_TEMP | 325 C
AN001615 | measurement_metadata | FRAGMENT_VOLTAGE | 120 eV
AN001615 | measurement_metadata | FRAGMENTATION_METHOD | Auto MS/MS
AN001615 | measurement_metadata | ION_SOURCE_TEMPERATURE | 325 C
AN001615 | measurement_metadata | ION_SPRAY_VOLTAGE | 1000
AN001615 | measurement_metadata | IONIZATION | Pos
AN001615 | measurement_metadata | IONIZATION_ENERGY | 70eV
AN001615 | measurement_metadata | MASS_ACCURACY | Accurate
AN001615 | measurement_metadata | REAGENT_GAS | Nitrogen
AN001615 | measurement_metadata | SOURCE_TEMPERATURE | 325 C
AN001615 | measurement_metadata | DATAFORMAT | .d
AN001615 | measurement_metadata | DESOLVATION_GAS_FLOW | 11 L/min
AN001615 | measurement_metadata | DESOLVATION_TEMPERATURE | 350 C
AN001615 | measurement_metadata | NEBULIZER | 35 psig
AN001615 | measurement_metadata | OCTPOLE_VOLTAGE | 750 eV
AN001615 | measurement_metadata | RESOLUTION_SETTING | Extended Dyamic Range
AN001615 | measurement_metadata | SCAN_RANGE_MOVERZ | 60-1700 Da
AN001615 | measurement_metadata | SCANNING_CYCLE | 2 Hz
AN001615 | measurement_metadata | SCANNING_RANGE | 60-1700 Da
AN001615 | measurement_metadata | SKIMMER_VOLTAGE | 65
AN001615 | chromatography_metadata | CHROMATOGRAPHY_TYPE | Reversed phase
AN001615 | chromatography_metadata | INSTRUMENT_NAME | Sciex TripleTOF 5600
AN001615 | chromatography_metadata | COLUMN_NAME | Waters Acquity CSH C18 (100 x 2.1mm, 1.7um) 1.7um Pre-Column
AN001615 | chromatography_metadata | FLOW_GRADIENT | 15% B to 99% B
AN001615 | chromatography_metadata | FLOW_RATE | 0.6 mL/min
AN001615 | chromatography_metadata | COLUMN_TEMPERATURE | 65 C
AN001615 | chromatography_metadata | METHODS_FILENAME | Data Dictionary Fiehn laboratory_CSH QTOF lipidomics_05-29-2014.pdf
AN001615 | chromatography_metadata | SOLVENT_A | 60:40 Acetonitrile:Water +10mM Ammonium Formate +10mM Formic Acid
AN001615 | chromatography_metadata | SOLVENT_B | 9:1 Isopropanol:Acetonitrile +10mM Ammonium Formate +10mM Formic Acid
AN001615 | chromatography_metadata | COLUMN_PRESSURE | 450-850 bar
AN001615 | chromatography_metadata | INJECTION_TEMPERATURE | 4 C
AN001615 | chromatography_metadata | INTERNAL_STANDARD | See data dictionary
AN001615 | chromatography_metadata | RETENTION_TIME | See data dictionary
AN001615 | chromatography_metadata | SAMPLE_INJECTION | 1.67 uL
AN001615 | chromatography_metadata | ANALYTICAL_TIME | 13 min
AN001615 | chromatography_metadata | CAPILLARY_VOLTAGE | 3500 eV
AN001615 | chromatography_metadata | OVEN_TEMPERATURE | 50°C for 1 min, then ramped at 20°C/min to 330°C, held constant for 5 min
AN001615 | chromatography_metadata | TIME_PROGRAM | 15 min
AN001615 | chromatography_metadata | WASHING_BUFFER | Ethyl Acetate
AN001615 | chromatography_metadata | WEAK_WASH_SOLVENT_NAME | Isopropanol
AN001615 | chromatography_metadata | STRONG_WASH_SOLVENT_NAME | Isopropanol
AN001615 | chromatography_metadata | TARGET_SAMPLE_TEMPERATURE | Autosampler temp 4 C
AN001615 | chromatography_metadata | SAMPLE_LOOP_SIZE | 30 m length x 0.25 mm internal diameter
AN001615 | chromatography_metadata | RANDOMIZATION_ORDER | Excel generated
AN001615 | missingness | n_missing | 286
AN001615 | missingness | n_value | 77701
AN001615 | missingness | perc_missing | 0.368077630918521
AN001615 | binomial_statistics | estimate | 0.989624900239425
AN001615 | binomial_statistics | statistic | 1240
AN001615 | binomial_statistics | p.value | 0
AN001615 | binomial_statistics | parameter | 1253
AN001615 | binomial_statistics | conf.low | 0.983555227154528
AN001615 | binomial_statistics | conf.high | 1
AN001615 | binomial_statistics | method | Exact binomial test
AN001615 | binomial_statistics | alternative | greater
AN001617 | measurement_metadata | MS_COMMENTS | -
AN001617 | measurement_metadata | INSTRUMENT_NAME | ABI Sciex X500R QTOF
AN001617 | measurement_metadata | INSTRUMENT_TYPE | QTOF
AN001617 | measurement_metadata | MS_TYPE | ESI
AN001617 | measurement_metadata | ION_MODE | POSITIVE
AN001617 | measurement_metadata | CAPILLARY_VOLTAGE | 3500 eV
AN001617 | measurement_metadata | COLLISION_ENERGY | 25 eV
AN001617 | measurement_metadata | COLLISION_GAS | Nitrogen
AN001617 | measurement_metadata | DRY_GAS_FLOW | 8L/min
AN001617 | measurement_metadata | DRY_GAS_TEMP | 325 C
AN001617 | measurement_metadata | FRAGMENT_VOLTAGE | 120 eV
AN001617 | measurement_metadata | FRAGMENTATION_METHOD | Auto MS/MS
AN001617 | measurement_metadata | ION_SOURCE_TEMPERATURE | 325 C
AN001617 | measurement_metadata | ION_SPRAY_VOLTAGE | 1000
AN001617 | measurement_metadata | IONIZATION | Pos
AN001617 | measurement_metadata | IONIZATION_ENERGY | 70eV
AN001617 | measurement_metadata | MASS_ACCURACY | Accurate
AN001617 | measurement_metadata | REAGENT_GAS | Nitrogen
AN001617 | measurement_metadata | SOURCE_TEMPERATURE | 325 C
AN001617 | measurement_metadata | DATAFORMAT | .d
AN001617 | measurement_metadata | DESOLVATION_GAS_FLOW | 11 L/min
AN001617 | measurement_metadata | DESOLVATION_TEMPERATURE | 350 C
AN001617 | measurement_metadata | NEBULIZER | 35 psig
AN001617 | measurement_metadata | OCTPOLE_VOLTAGE | 750 eV
AN001617 | measurement_metadata | RESOLUTION_SETTING | Extended Dyamic Range
AN001617 | measurement_metadata | SCAN_RANGE_MOVERZ | 60-1700 Da
AN001617 | measurement_metadata | SCANNING_CYCLE | 2 Hz
AN001617 | measurement_metadata | SCANNING_RANGE | 60-1700 Da
AN001617 | measurement_metadata | SKIMMER_VOLTAGE | 65
AN001617 | chromatography_metadata | CHROMATOGRAPHY_TYPE | Reversed phase
AN001617 | chromatography_metadata | INSTRUMENT_NAME | Sciex X500R QTOF
AN001617 | chromatography_metadata | COLUMN_NAME | Waters Acquity CSH C18 (100 x 2.1mm, 1.7um) 1.7um Pre-Column
AN001617 | chromatography_metadata | FLOW_GRADIENT | 15% B to 99% B
AN001617 | chromatography_metadata | FLOW_RATE | 0.6 mL/min
AN001617 | chromatography_metadata | COLUMN_TEMPERATURE | 65 C
AN001617 | chromatography_metadata | METHODS_FILENAME | Data Dictionary Fiehn laboratory_CSH QTOF lipidomics_05-29-2014.pdf
AN001617 | chromatography_metadata | SOLVENT_A | 60:40 Acetonitrile:Water +10mM Ammonium Formate +10mM Formic Acid
AN001617 | chromatography_metadata | SOLVENT_B | 9:1 Isopropanol:Acetonitrile +10mM Ammonium Formate +10mM Formic Acid
AN001617 | chromatography_metadata | COLUMN_PRESSURE | 450-850 bar
AN001617 | chromatography_metadata | INJECTION_TEMPERATURE | 4 C
AN001617 | chromatography_metadata | INTERNAL_STANDARD | See data dictionary
AN001617 | chromatography_metadata | RETENTION_TIME | See data dictionary
AN001617 | chromatography_metadata | SAMPLE_INJECTION | 1.67 uL
AN001617 | chromatography_metadata | ANALYTICAL_TIME | 13 min
AN001617 | chromatography_metadata | CAPILLARY_VOLTAGE | 3500 eV
AN001617 | chromatography_metadata | OVEN_TEMPERATURE | 50°C for 1 min, then ramped at 20°C/min to 330°C, held constant for 5 min
AN001617 | chromatography_metadata | TIME_PROGRAM | 15 min
AN001617 | chromatography_metadata | WASHING_BUFFER | Ethyl Acetate
AN001617 | chromatography_metadata | WEAK_WASH_SOLVENT_NAME | Isopropanol
AN001617 | chromatography_metadata | STRONG_WASH_SOLVENT_NAME | Isopropanol
AN001617 | chromatography_metadata | TARGET_SAMPLE_TEMPERATURE | Autosampler temp 4 C
AN001617 | chromatography_metadata | SAMPLE_LOOP_SIZE | 30 m length x 0.25 mm internal diameter
AN001617 | chromatography_metadata | RANDOMIZATION_ORDER | Excel generated
AN001617 | missingness | n_missing | 4842
AN001617 | missingness | n_value | 76176
AN001617 | missingness | perc_missing | 6.35633270321361
AN001617 | binomial_statistics | estimate | 0.986640211640212
AN001617 | binomial_statistics | statistic | 7459
AN001617 | binomial_statistics | p.value | 0
AN001617 | binomial_statistics | parameter | 7560
AN001617 | binomial_statistics | conf.low | 0.984256940614672
AN001617 | binomial_statistics | conf.high | 1
AN001617 | binomial_statistics | method | Exact binomial test
AN001617 | binomial_statistics | alternative | greater
AN001698 | measurement_metadata | MS_COMMENTS | -
AN001698 | measurement_metadata | INSTRUMENT_NAME | Thermo Q Exactive Orbitrap
AN001698 | measurement_metadata | INSTRUMENT_TYPE | Orbitrap
AN001698 | measurement_metadata | MS_TYPE | EI
AN001698 | measurement_metadata | ION_MODE | POSITIVE
AN001698 | measurement_metadata | FRAGMENTATION_METHOD | EI
AN001698 | measurement_metadata | HELIUM_FLOW | 1 ml/min
AN001698 | measurement_metadata | ION_SOURCE_TEMPERATURE | 250
AN001698 | chromatography_metadata | CHROMATOGRAPHY_SUMMARY | A robotic arm TriPlus™ RSH autosampler (Thermo Scientific™, Bremen, Germany) injected 1µL of derivatized sample into a split/splitless (SSL) injector at 250 °C using a 1:100 split flow on TRACE™ 1310 gas chromatograph (Thermo Scientific™, Austin, TX). Helium carrier gas at a flow rate of 1 mL/min was used for separation on a Thermo Scientific™ TraceGOLD™ TG-5SILMS 30 m length × 0.25 mm i.d. × 0.25 µm film thickness column. The initial oven temperature was held at 70 °C for 4 min, followed by an initial gradient of 20 °C/min ramp rate. The final temperature was 320 °C and held for 8 min.
AN001698 | chromatography_metadata | CHROMATOGRAPHY_TYPE | GC
AN001698 | chromatography_metadata | INSTRUMENT_NAME | QEOrbitrap-GC-MS
AN001698 | chromatography_metadata | COLUMN_NAME | TraceGOLDâ„¢ TG-5SILMS
AN001698 | missingness | n_missing | 1466
AN001698 | missingness | n_value | 5292
AN001698 | missingness | perc_missing | 27.7021919879063
AN001698 | binomial_statistics | estimate | 0.570515097690941
AN001698 | binomial_statistics | statistic | 1606
AN001698 | binomial_statistics | p.value | 3.83369307287786e-14
AN001698 | binomial_statistics | parameter | 2815
AN001698 | binomial_statistics | conf.low | 0.55494229843907
AN001698 | binomial_statistics | conf.high | 1
AN001698 | binomial_statistics | method | Exact binomial test
AN001698 | binomial_statistics | alternative | greater
AN001716 | measurement_metadata | INSTRUMENT_NAME | Agilent 6550 QTOF
AN001716 | measurement_metadata | INSTRUMENT_TYPE | QTOF
AN001716 | measurement_metadata | MS_TYPE | ESI
AN001716 | measurement_metadata | ION_MODE | POSITIVE
AN001716 | measurement_metadata | CAPILLARY_TEMPERATURE | 250C
AN001716 | measurement_metadata | CAPILLARY_VOLTAGE | 3000
AN001716 | measurement_metadata | MS_RESULTS_FILE | ST001048_AN001716_Results.txt UNITS:Peak Intensity
AN001716 | chromatography_metadata | CHROMATOGRAPHY_SUMMARY | Sample extracts were analyzed using an ultra-high performance liquid chromatography (UHPLC) 1290 Infinity II system (including 0.3 µm inline filter, Agilent Technologies, Santa Clara, USA) with 1260 Infinity II isocratic pump (including 1:100 splitter) coupled to a 6550 iFunnel quadrupole-time time of flight (Q-TOF) mass spectrometer with a dual AJS electrospray ionization source (Agilent Technologies, Santa Clara, USA). Samples were maintained at 5C in the autosampler module. For polar metabolites separation, 2 uL of sample was injected onto a HILIC SeQuant® ZIC®-HILIC column (100 mm × 2.1 mm, 100 Å, 3.5 µm particle size, Merck, Darmstadt, Germany) with a guard fitting (14 mm × 1 mm, 5.0 µm particle size, Merck, Darmstadt, Germany) maintained at 25C. Separation occurred using Mobile phase A consisted of water with 0.1% formic acid and Mobile phase B consisted of Acetonitrile with 0.1% formic acid at a flow rate of 0.3 ml/min as described in Table 1. Data was acquired with a mass range of 40-1200 m/z. Solvent gradients were as follows: 95% solvent B, hold for 1.5 min; linear decrease to 40% solvent B at 12 minutes; hold for 2 min, linear decrease to 25% solvent B at 14.2 min, hold for 2.8 min; increase to 95% solvent B at 18 min, hold for 7 min.
AN001716 | chromatography_metadata | CHROMATOGRAPHY_TYPE | HILIC
AN001716 | chromatography_metadata | INSTRUMENT_NAME | Agilent 1290 Infinity II
AN001716 | chromatography_metadata | COLUMN_NAME | SeQuant ZIC- pHILIC (100 x 2.1mm, 3.5um) Merck, Darmstadt, Germany)
AN001716 | chromatography_metadata | FLOW_RATE | 0.3 mL/min
AN001716 | chromatography_metadata | COLUMN_TEMPERATURE | 25C
AN001716 | chromatography_metadata | SOLVENT_A | Water with 0.1% formic acid
AN001716 | chromatography_metadata | SOLVENT_B | Acetonitrile with 0.1% formic acid
AN001716 | chromatography_metadata | ANALYTICAL_TIME | 25 min
AN001716 | missingness | n_missing | 6156
AN001716 | missingness | n_value | 49068
AN001716 | missingness | perc_missing | 12.5458547322084
AN001716 | binomial_statistics | estimate | 0.801772842392363
AN001716 | binomial_statistics | statistic | 8231
AN001716 | binomial_statistics | p.value | 0
AN001716 | binomial_statistics | parameter | 10266
AN001716 | binomial_statistics | conf.low | 0.795189203208325
AN001716 | binomial_statistics | conf.high | 1
AN001716 | binomial_statistics | method | Exact binomial test
AN001716 | binomial_statistics | alternative | greater
AN001721 | measurement_metadata | MS_COMMENTS | -
AN001721 | measurement_metadata | INSTRUMENT_NAME | Thermo Fusion Tribrid Orbitrap
AN001721 | measurement_metadata | INSTRUMENT_TYPE | Orbitrap
AN001721 | measurement_metadata | MS_TYPE | ESI
AN001721 | measurement_metadata | ION_MODE | UNSPECIFIED
AN001721 | chromatography_metadata | CHROMATOGRAPHY_SUMMARY | A Thermo Scientific Vanquish UHPLC system (Thermo Scientific, San Jose, CA) was coupled to the Orbitrap Fusion Lumos Tribrid for the chromatographic separation of lipids. The autosampler temperature was maintained at 4 °C for all experiments. Solvent extraction blanks and quality control samples were jointly analyzed over the course of a batch (10–15 samples). A Waters Acquity C18 BEH column (2.1 × 100 mm, 1.7 μm particle size, Waters, Milford, MA) maintained at 60 °C was used for all lipidomic studies. The mobile phase flow rate was 450 μL/min. The gradient program consisted of mobile phase C [60:40 acetonitrile/water] and mobile phase D [90:8:2 isopropanol/ acetonitrile/water], each containing 10 mM ammonium formate and 0.1% formic acid. The gradient included 32% D at 0 min, 40% D at 1 min, a hold at 40% D until 1.5 min, 45% D at 4 min, 50% D at 5 min, 60% D at 8 min, 70% D at 11 min, 80% D at 14 min, 100% D at 16 min, and a hold at 100% D until 17 min. The total run time was 22 min, which included a 5-min equilibration.
AN001721 | chromatography_metadata | CHROMATOGRAPHY_TYPE | Reversed phase
AN001721 | chromatography_metadata | INSTRUMENT_NAME | Thermo Vanquish
AN001721 | chromatography_metadata | COLUMN_NAME | Waters Acquity BEH C18 (150 x 2.1mm, 1.7um)
AN001721 | chromatography_metadata | FLOW_GRADIENT | The gradient included 32% D at 0 min, 40% D at 1 min, a hold at 40% D until 1.5 min, 45% D at 4 min, 50% D at 5 min, 60% D at 8 min, 70% D at 11 min, 80% D at 14 min, 100% D at 16 min, and a hold at 100% D until 17 min. The total run time was 22 min, which included a 5-min equilibration.
AN001721 | chromatography_metadata | FLOW_RATE | 450 uL/min
AN001721 | chromatography_metadata | COLUMN_TEMPERATURE | 60 °C
AN001721 | chromatography_metadata | SOLVENT_A | 60:40 acetonitrile/water 10 mM ammonium formate and 0.1% formic acid
AN001721 | chromatography_metadata | SOLVENT_B | 90:8:2 isopropanol/ acetonitrile/water 10 mM ammonium formate and 0.1% formic acid
AN001721 | missingness | n_missing | 213
AN001721 | missingness | n_value | 30090
AN001721 | missingness | perc_missing | 0.707876370887338
AN001721 | binomial_statistics | estimate | 0.860580912863071
AN001721 | binomial_statistics | statistic | 1037
AN001721 | binomial_statistics | p.value | 1.70185654578617e-153
AN001721 | binomial_statistics | parameter | 1205
AN001721 | binomial_statistics | conf.low | 0.843099348666139
AN001721 | binomial_statistics | conf.high | 1
AN001721 | binomial_statistics | method | Exact binomial test
AN001721 | binomial_statistics | alternative | greater
AN001733 | measurement_metadata | MS_COMMENTS | -
AN001733 | measurement_metadata | INSTRUMENT_NAME | Thermo Fusion Tribrid Orbitrap
AN001733 | measurement_metadata | INSTRUMENT_TYPE | Orbitrap
AN001733 | measurement_metadata | MS_TYPE | ESI
AN001733 | measurement_metadata | ION_MODE | UNSPECIFIED
AN001733 | chromatography_metadata | CHROMATOGRAPHY_SUMMARY | A Thermo Scientific Vanquish UHPLC system (Thermo Scientific, San Jose, CA) was coupled to the Orbitrap Fusion Lumos Tribrid for the chromatographic separation of lipids. The autosampler temperature was maintained at 4 �C for all experiments. Solvent extraction blanks and quality control samples were jointly analyzed over the course of a batch (10�15 samples). A Waters Acquity C18 BEH column (2.1 � 100 mm, 1.7 ?m particle size, Waters, Milford, MA) maintained at 60 �C was used for all lipidomic studies. The mobile phase flow rate was 450 ?L/min. The gradient program consisted of mobile phase C [60:40 acetonitrile/water] and mobile phase D [90:8:2 isopropanol/ acetonitrile/water], each containing 10 mM ammonium formate and 0.1% formic acid. The gradient included 32% D at 0 min, 40% D at 1 min, a hold at 40% D until 1.5 min, 45% D at 4 min, 50% D at 5 min, 60% D at 8 min, 70% D at 11 min, 80% D at 14 min, 100% D at 16 min, and a hold at 100% D until 17 min. The total run time was 22 min, which included a 5-min equilibration.
AN001733 | chromatography_metadata | CHROMATOGRAPHY_TYPE | Reversed phase
AN001733 | chromatography_metadata | INSTRUMENT_NAME | Thermo Vanquish
AN001733 | chromatography_metadata | COLUMN_NAME | Waters Acquity BEH C18 (150 x 2.1mm, 1.7um)
AN001733 | chromatography_metadata | FLOW_GRADIENT | The gradient included 32% D at 0 min, 40% D at 1 min, a hold at 40% D until 1.5 min, 45% D at 4 min, 50% D at 5 min, 60% D at 8 min, 70% D at 11 min, 80% D at 14 min, 100% D at 16 min, and a hold at 100% D until 17 min. The total run time was 22 min, which included a 5-min equilibration.
AN001733 | chromatography_metadata | FLOW_RATE | 450 uL/min
AN001733 | chromatography_metadata | COLUMN_TEMPERATURE | 60 C
AN001733 | chromatography_metadata | SOLVENT_A | 60:40 acetonitrile/water 10 mM ammonium formate and 0.1% formic acid
AN001733 | chromatography_metadata | SOLVENT_B | 90:8:2 isopropanol/ acetonitrile/water 10 mM ammonium formate and 0.1% formic acid
AN001733 | missingness | n_missing | 42
AN001733 | missingness | n_value | 29822
AN001733 | missingness | perc_missing | 0.140835624706592
AN001733 | binomial_statistics | estimate | 1
AN001733 | binomial_statistics | statistic | 184
AN001733 | binomial_statistics | p.value | 4.07831529249906e-56
AN001733 | binomial_statistics | parameter | 184
AN001733 | binomial_statistics | conf.low | 0.983850667949434
AN001733 | binomial_statistics | conf.high | 1
AN001733 | binomial_statistics | method | Exact binomial test
AN001733 | binomial_statistics | alternative | greater
AN001736 | measurement_metadata | MS_COMMENTS | -
AN001736 | measurement_metadata | INSTRUMENT_NAME | Thermo Q Exactive HF hybrid Orbitrap
AN001736 | measurement_metadata | INSTRUMENT_TYPE | Orbitrap
AN001736 | measurement_metadata | MS_TYPE | ESI
AN001736 | measurement_metadata | ION_MODE | POSITIVE
AN001736 | measurement_metadata | ACQUISITION_DATE | 04_16_2018
AN001736 | measurement_metadata | COLLISION_ENERGY | NCE 20.30.40
AN001736 | measurement_metadata | IONIZATION | Positive
AN001736 | measurement_metadata | SCAN_RANGE_MOVERZ | 60-900
AN001736 | measurement_metadata | SCANNING_CYCLE | Top 4 ions selected for MS/MS
AN001736 | chromatography_metadata | CHROMATOGRAPHY_SUMMARY | HILIC chromatography 17 minute run. Positive and Negative mode.
AN001736 | chromatography_metadata | CHROMATOGRAPHY_TYPE | HILIC
AN001736 | chromatography_metadata | INSTRUMENT_NAME | Thermo Vanquish
AN001736 | chromatography_metadata | COLUMN_NAME | Waters Acquity BEH Amide (150 x 2.1mm, 1.7um)
AN001736 | chromatography_metadata | FLOW_GRADIENT | The gradient started at 100% B for 2 minutes, then brought to 70% B by 7.7 minutes, 40% B by 9.5 minutes, back to 100% B by 12.75 minutes and held at 100% B until 17 minutes.
AN001736 | chromatography_metadata | FLOW_RATE | 0.4 mL/min
AN001736 | chromatography_metadata | COLUMN_TEMPERATURE | 45
AN001736 | chromatography_metadata | SOLVENT_A | water with 10 mM ammonium formate, and 0.125% formic acid
AN001736 | chromatography_metadata | SOLVENT_B | was LC-MS grade 95:5 v/v acetonitrile/water with 10 mM ammonium formate and 0.125% formic acid
AN001736 | chromatography_metadata | INTERNAL_STANDARD | 5ug Val-Tyr-Val+
AN001736 | chromatography_metadata | SAMPLE_INJECTION | 5uL
AN001736 | chromatography_metadata | WASHING_BUFFER | Water:ACN 50:50
AN001736 | chromatography_metadata | TARGET_SAMPLE_TEMPERATURE | 4
AN001736 | missingness | n_missing | 51
AN001736 | missingness | n_value | 12144
AN001736 | missingness | perc_missing | 0.4199604743083
AN001736 | binomial_statistics | estimate | 1
AN001736 | binomial_statistics | statistic | 19
AN001736 | binomial_statistics | p.value | 1.9073486328125e-06
AN001736 | binomial_statistics | parameter | 19
AN001736 | binomial_statistics | conf.low | 0.854131496687757
AN001736 | binomial_statistics | conf.high | 1
AN001736 | binomial_statistics | method | Exact binomial test
AN001736 | binomial_statistics | alternative | greater
AN001739 | measurement_metadata | MS_COMMENTS | -
AN001739 | measurement_metadata | INSTRUMENT_NAME | Thermo LTQ XL
AN001739 | measurement_metadata | INSTRUMENT_TYPE | Single quadrupole
AN001739 | measurement_metadata | MS_TYPE | ESI
AN001739 | measurement_metadata | ION_MODE | POSITIVE
AN001739 | chromatography_metadata | CHROMATOGRAPHY_SUMMARY | The liquid chromatography/mass spectrometry system consisted of an Ultimate3000 RSLC system (Thermo Fisher Scientific inc., Sunnyvale, CA, USA) using a gradient elution consisting of mobile phase A (0.01% acetic acid and 1 mM ammonia in MilliQ water) and mobile phase B (0.001% acetic acid and 0.2 mM ammonia in ethanol/isopropanol [3:1])
AN001739 | chromatography_metadata | CHROMATOGRAPHY_TYPE | Reversed phase
AN001739 | chromatography_metadata | INSTRUMENT_NAME | Orbitrap XL
AN001739 | chromatography_metadata | COLUMN_NAME | Waters XBridge C18 (50 x 2.1mm, 3um)
AN001739 | missingness | n_missing | 52
AN001739 | missingness | n_value | 4570
AN001739 | missingness | perc_missing | 1.13785557986871
AN001739 | binomial_statistics | estimate | 0.979591836734694
AN001739 | binomial_statistics | statistic | 96
AN001739 | binomial_statistics | p.value | 1.53102124485295e-26
AN001739 | binomial_statistics | parameter | 98
AN001739 | binomial_statistics | conf.low | 0.937150858484722
AN001739 | binomial_statistics | conf.high | 1
AN001739 | binomial_statistics | method | Exact binomial test
AN001739 | binomial_statistics | alternative | greater
AN001740 | measurement_metadata | MS_COMMENTS | -
AN001740 | measurement_metadata | INSTRUMENT_NAME | Thermo LTQ XL
AN001740 | measurement_metadata | INSTRUMENT_TYPE | Single quadrupole
AN001740 | measurement_metadata | MS_TYPE | ESI
AN001740 | measurement_metadata | ION_MODE | NEGATIVE
AN001740 | chromatography_metadata | CHROMATOGRAPHY_SUMMARY | The liquid chromatography/mass spectrometry system consisted of an Ultimate3000 RSLC system (Thermo Fisher Scientific inc., Sunnyvale, CA, USA) using a gradient elution consisting of mobile phase A (0.01% acetic acid and 1 mM ammonia in MilliQ water) and mobile phase B (0.001% acetic acid and 0.2 mM ammonia in ethanol/isopropanol [3:1])
AN001740 | chromatography_metadata | CHROMATOGRAPHY_TYPE | Reversed phase
AN001740 | chromatography_metadata | INSTRUMENT_NAME | Orbitrap XL
AN001740 | chromatography_metadata | COLUMN_NAME | Waters XBridge C18 (50 x 2.1mm, 3um)
AN001740 | missingness | n_missing | 107
AN001740 | missingness | n_value | 4960
AN001740 | missingness | perc_missing | 2.15725806451613
AN001740 | binomial_statistics | estimate | 0.956284153005464
AN001740 | binomial_statistics | statistic | 175
AN001740 | binomial_statistics | p.value | 2.28191737384101e-42
AN001740 | binomial_statistics | parameter | 183
AN001740 | binomial_statistics | conf.low | 0.922506360065558
AN001740 | binomial_statistics | conf.high | 1
AN001740 | binomial_statistics | method | Exact binomial test
AN001740 | binomial_statistics | alternative | greater
AN001742 | measurement_metadata | MS_COMMENTS | -
AN001742 | measurement_metadata | INSTRUMENT_NAME | Thermo LTQ XL
AN001742 | measurement_metadata | INSTRUMENT_TYPE | Single quadrupole
AN001742 | measurement_metadata | MS_TYPE | ESI
AN001742 | measurement_metadata | ION_MODE | POSITIVE
AN001742 | chromatography_metadata | CHROMATOGRAPHY_SUMMARY | The liquid chromatography/mass spectrometry system consisted of an Ultimate3000 RSLC system (Thermo Fisher Scientific inc., Sunnyvale, CA, USA) using a gradient elution consisting of mobile phase A (0.01% acetic acid and 1 mM ammonia in MilliQ water) and mobile phase B (0.001% acetic acid and 0.2 mM ammonia in ethanol/isopropanol [3:1])
AN001742 | chromatography_metadata | CHROMATOGRAPHY_TYPE | Reversed phase
AN001742 | chromatography_metadata | INSTRUMENT_NAME | Orbitrap XL
AN001742 | chromatography_metadata | COLUMN_NAME | Waters XBridge C18 (50 x 2.1mm, 3um)
AN001742 | missingness | n_missing | 11
AN001742 | missingness | n_value | 4150
AN001742 | missingness | perc_missing | 0.265060240963855
AN001742 | binomial_statistics | estimate | 1
AN001742 | binomial_statistics | statistic | 24
AN001742 | binomial_statistics | p.value | 5.96046447753907e-08
AN001742 | binomial_statistics | parameter | 24
AN001742 | binomial_statistics | conf.low | 0.882653843845051
AN001742 | binomial_statistics | conf.high | 1
AN001742 | binomial_statistics | method | Exact binomial test
AN001742 | binomial_statistics | alternative | greater
AN001743 | measurement_metadata | MS_COMMENTS | -
AN001743 | measurement_metadata | INSTRUMENT_NAME | Thermo LTQ XL
AN001743 | measurement_metadata | INSTRUMENT_TYPE | Single quadrupole
AN001743 | measurement_metadata | MS_TYPE | ESI
AN001743 | measurement_metadata | ION_MODE | NEGATIVE
AN001743 | chromatography_metadata | CHROMATOGRAPHY_SUMMARY | The liquid chromatography/mass spectrometry system consisted of an Ultimate3000 RSLC system (Thermo Fisher Scientific inc., Sunnyvale, CA, USA) using a gradient elution consisting of mobile phase A (0.01% acetic acid and 1 mM ammonia in MilliQ water) and mobile phase B (0.001% acetic acid and 0.2 mM ammonia in ethanol/isopropanol [3:1])
AN001743 | chromatography_metadata | CHROMATOGRAPHY_TYPE | Reversed phase
AN001743 | chromatography_metadata | INSTRUMENT_NAME | Orbitrap XL
AN001743 | chromatography_metadata | COLUMN_NAME | Waters XBridge C18 (50 x 2.1mm, 3um)
AN001743 | missingness | n_missing | 45
AN001743 | missingness | n_value | 5340
AN001743 | missingness | perc_missing | 0.842696629213483
AN001743 | binomial_statistics | estimate | 1
AN001743 | binomial_statistics | statistic | 85
AN001743 | binomial_statistics | p.value | 2.58493941422822e-26
AN001743 | binomial_statistics | parameter | 85
AN001743 | binomial_statistics | conf.low | 0.965369925029313
AN001743 | binomial_statistics | conf.high | 1
AN001743 | binomial_statistics | method | Exact binomial test
AN001743 | binomial_statistics | alternative | greater
AN001744 | measurement_metadata | MS_COMMENTS | -
AN001744 | measurement_metadata | INSTRUMENT_NAME | Thermo LTQ XL
AN001744 | measurement_metadata | INSTRUMENT_TYPE | Single quadrupole
AN001744 | measurement_metadata | MS_TYPE | ESI
AN001744 | measurement_metadata | ION_MODE | POSITIVE
AN001744 | chromatography_metadata | CHROMATOGRAPHY_SUMMARY | The liquid chromatography/mass spectrometry system consisted of an Ultimate3000 RSLC system (Thermo Fisher Scientific inc., Sunnyvale, CA, USA) using a gradient elution consisting of mobile phase A (0.01% acetic acid and 1 mM ammonia in MilliQ water) and mobile phase B (0.001% acetic acid and 0.2 mM ammonia in ethanol/isopropanol [3:1])
AN001744 | chromatography_metadata | CHROMATOGRAPHY_TYPE | Reversed phase
AN001744 | chromatography_metadata | INSTRUMENT_NAME | Orbitrap XL
AN001744 | chromatography_metadata | COLUMN_NAME | Waters XBridge C18 (50 x 2.1mm, 3um)
AN001744 | missingness | n_missing | 63
AN001744 | missingness | n_value | 4960
AN001744 | missingness | perc_missing | 1.27016129032258
AN001744 | binomial_statistics | estimate | 1
AN001744 | binomial_statistics | statistic | 87
AN001744 | binomial_statistics | p.value | 6.46234853557053e-27
AN001744 | binomial_statistics | parameter | 87
AN001744 | binomial_statistics | conf.low | 0.96615238931838
AN001744 | binomial_statistics | conf.high | 1
AN001744 | binomial_statistics | method | Exact binomial test
AN001744 | binomial_statistics | alternative | greater
AN001745 | measurement_metadata | MS_COMMENTS | -
AN001745 | measurement_metadata | INSTRUMENT_NAME | Thermo LTQ XL
AN001745 | measurement_metadata | INSTRUMENT_TYPE | Single quadrupole
AN001745 | measurement_metadata | MS_TYPE | ESI
AN001745 | measurement_metadata | ION_MODE | NEGATIVE
AN001745 | chromatography_metadata | CHROMATOGRAPHY_SUMMARY | The liquid chromatography/mass spectrometry system consisted of an Ultimate3000 RSLC system (Thermo Fisher Scientific inc., Sunnyvale, CA, USA) using a gradient elution consisting of mobile phase A (0.01% acetic acid and 1 mM ammonia in MilliQ water) and mobile phase B (0.001% acetic acid and 0.2 mM ammonia in ethanol/isopropanol [3:1])
AN001745 | chromatography_metadata | CHROMATOGRAPHY_TYPE | Reversed phase
AN001745 | chromatography_metadata | INSTRUMENT_NAME | Orbitrap XL
AN001745 | chromatography_metadata | COLUMN_NAME | Waters XBridge C18 (50 x 2.1mm, 3um)
AN001745 | missingness | n_missing | 25
AN001745 | missingness | n_value | 5300
AN001745 | missingness | perc_missing | 0.471698113207547
AN001745 | binomial_statistics | estimate | 1
AN001745 | binomial_statistics | statistic | 75
AN001745 | binomial_statistics | p.value | 2.6469779601697e-23
AN001745 | binomial_statistics | parameter | 75
AN001745 | binomial_statistics | conf.low | 0.960844112527829
AN001745 | binomial_statistics | conf.high | 1
AN001745 | binomial_statistics | method | Exact binomial test
AN001745 | binomial_statistics | alternative | greater
AN001746 | measurement_metadata | MS_COMMENTS | -
AN001746 | measurement_metadata | INSTRUMENT_NAME | Thermo LTQ XL
AN001746 | measurement_metadata | INSTRUMENT_TYPE | Single quadrupole
AN001746 | measurement_metadata | MS_TYPE | ESI
AN001746 | measurement_metadata | ION_MODE | POSITIVE
AN001746 | chromatography_metadata | CHROMATOGRAPHY_SUMMARY | The liquid chromatography/mass spectrometry system consisted of an Ultimate3000 RSLC system (Thermo Fisher Scientific inc., Sunnyvale, CA, USA) using a gradient elution consisting of mobile phase A (0.01% acetic acid and 1 mM ammonia in MilliQ water) and mobile phase B (0.001% acetic acid and 0.2 mM ammonia in ethanol/isopropanol [3:1])
AN001746 | chromatography_metadata | CHROMATOGRAPHY_TYPE | Reversed phase
AN001746 | chromatography_metadata | INSTRUMENT_NAME | Orbitrap XL
AN001746 | chromatography_metadata | COLUMN_NAME | Waters XBridge C18 (50 x 2.1mm, 3um)
AN001746 | missingness | n_missing | 60
AN001746 | missingness | n_value | 4300
AN001746 | missingness | perc_missing | 1.3953488372093
AN001746 | binomial_statistics | estimate | 1
AN001746 | binomial_statistics | statistic | 120
AN001746 | binomial_statistics | p.value | 7.52316384526271e-37
AN001746 | binomial_statistics | parameter | 120
AN001746 | binomial_statistics | conf.low | 0.975344598944344
AN001746 | binomial_statistics | conf.high | 1
AN001746 | binomial_statistics | method | Exact binomial test
AN001746 | binomial_statistics | alternative | greater
AN001747 | measurement_metadata | MS_COMMENTS | -
AN001747 | measurement_metadata | INSTRUMENT_NAME | Thermo LTQ XL
AN001747 | measurement_metadata | INSTRUMENT_TYPE | Single quadrupole
AN001747 | measurement_metadata | MS_TYPE | ESI
AN001747 | measurement_metadata | ION_MODE | NEGATIVE
AN001747 | chromatography_metadata | CHROMATOGRAPHY_SUMMARY | The liquid chromatography/mass spectrometry system consisted of an Ultimate3000 RSLC system (Thermo Fisher Scientific inc., Sunnyvale, CA, USA) using a gradient elution consisting of mobile phase A (0.01% acetic acid and 1 mM ammonia in MilliQ water) and mobile phase B (0.001% acetic acid and 0.2 mM ammonia in ethanol/isopropanol [3:1])
AN001747 | chromatography_metadata | CHROMATOGRAPHY_TYPE | Reversed phase
AN001747 | chromatography_metadata | INSTRUMENT_NAME | Orbitrap XL
AN001747 | chromatography_metadata | COLUMN_NAME | Waters XBridge C18 (50 x 2.1mm, 3um)
AN001747 | missingness | n_missing | 45
AN001747 | missingness | n_value | 5450
AN001747 | missingness | perc_missing | 0.825688073394495
AN001747 | binomial_statistics | estimate | 0.992
AN001747 | binomial_statistics | statistic | 124
AN001747 | binomial_statistics | p.value | 2.96224576407217e-36
AN001747 | binomial_statistics | parameter | 125
AN001747 | binomial_statistics | conf.low | 0.962612705880383
AN001747 | binomial_statistics | conf.high | 1
AN001747 | binomial_statistics | method | Exact binomial test
AN001747 | binomial_statistics | alternative | greater
AN001755 | measurement_metadata | INSTRUMENT_NAME | Thermo Q Exactive Orbitrap
AN001755 | measurement_metadata | INSTRUMENT_TYPE | Orbitrap
AN001755 | measurement_metadata | MS_TYPE | ESI
AN001755 | measurement_metadata | MS_COMMENTS | positive and negative mode aligned together
AN001755 | measurement_metadata | ION_MODE | UNSPECIFIED
AN001755 | measurement_metadata | CAPILLARY_TEMPERATURE | 310˚C (negative mode) or 350˚C (positive mode)
AN001755 | measurement_metadata | COLLISION_ENERGY | 15, 30, 45, 60, 75, 90 (in positive and negative mode separately; total 12 runs per sample)
AN001755 | measurement_metadata | ION_SPRAY_VOLTAGE | 4.4 kV
AN001755 | chromatography_metadata | CHROMATOGRAPHY_SUMMARY | Reversed phase chromatographic separation utilized Accela Autosampler (Thermo), Accela 600 pump (Thermo) and Acclaim C30 column: 3 µm, 2.1x150 mm (Thermo). The column temperature was maintained at 30˚C and tray temperature at 20˚C. Solvent A was composed of 10 mM ammonium acetate (LC-MS grade) in 60:40 methanol:water (LC-MS grade) with 0.2% formic acid (FA; LC-MS grade). Solvent B was composed of 10 mM ammonium acetate with 60:40 methanol:chloroform with 0.2% FA. The flow rate was 260 µL/min and injection volume was 10 µL. The gradient was 35-100% solvent B over 13.0 min, 100% solvent B over 13.0-13.8 min, 100-35% solvent B over 13.8-14.5 min, 35% solvent B over 14.5-18.0 min, 0% solvent B over 18.0-20.0 min.
AN001755 | chromatography_metadata | INSTRUMENT_NAME | Thermo Accela 600
AN001755 | chromatography_metadata | COLUMN_NAME | Thermo Acclaim C30 (150 x 2.1mm,3um)
AN001755 | chromatography_metadata | COLUMN_TEMPERATURE | 30˚C
AN001755 | chromatography_metadata | FLOW_GRADIENT | The gradient was 35-100% solvent B over 13.0 min, 100% solvent B over 13.0-13.8 min, 100-35% solvent B over 13.8-14.5 min, 35% solvent B over 14.5-18.0 min, 0% solvent B over 18.0-20.0 min.
AN001755 | chromatography_metadata | FLOW_RATE | 260 µL/min
AN001755 | chromatography_metadata | SAMPLE_INJECTION | 10 µL
AN001755 | chromatography_metadata | SOLVENT_A | 60% methanol/40% water; 0.2% formic acid; 10 mM ammonium acetate
AN001755 | chromatography_metadata | SOLVENT_B | 60% methanol/40% chloroform; 0.2% formic acid; 10 mM ammonium acetate
AN001755 | chromatography_metadata | ANALYTICAL_TIME | 20 min
AN001755 | chromatography_metadata | WASHING_BUFFER | methanol
AN001755 | chromatography_metadata | CHROMATOGRAPHY_TYPE | Reversed phase
AN001755 | missingness | n_missing | 1554
AN001755 | missingness | n_value | 26784
AN001755 | missingness | perc_missing | 5.80197132616487
AN001755 | binomial_statistics | estimate | 0.747091552857865
AN001755 | binomial_statistics | statistic | 2954
AN001755 | binomial_statistics | p.value | 1.44951619028305e-221
AN001755 | binomial_statistics | parameter | 3954
AN001755 | binomial_statistics | conf.low | 0.735461516833495
AN001755 | binomial_statistics | conf.high | 1
AN001755 | binomial_statistics | method | Exact binomial test
AN001755 | binomial_statistics | alternative | greater
AN001798 | measurement_metadata | MS_COMMENTS | -
AN001798 | measurement_metadata | INSTRUMENT_NAME | Thermo Q Exactive Orbitrap
AN001798 | measurement_metadata | INSTRUMENT_TYPE | Orbitrap
AN001798 | measurement_metadata | MS_TYPE | ESI
AN001798 | measurement_metadata | ION_MODE | UNSPECIFIED
AN001798 | chromatography_metadata | CHROMATOGRAPHY_SUMMARY | As described in attached method file.
AN001798 | chromatography_metadata | CHROMATOGRAPHY_TYPE | Reversed phase
AN001798 | chromatography_metadata | INSTRUMENT_NAME | Thermo Accela 600
AN001798 | chromatography_metadata | COLUMN_NAME | Acclaim C30 column: 3 Âµm, 2.1x150 mm (Thermo, Waltham, MA)
AN001798 | chromatography_metadata | METHODS_FILENAME | Methods.docx
AN001798 | missingness | n_missing | 997
AN001798 | missingness | n_value | 11264
AN001798 | missingness | perc_missing | 8.85120738636364
AN001798 | binomial_statistics | estimate | 0.861911294010059
AN001798 | binomial_statistics | statistic | 1885
AN001798 | binomial_statistics | p.value | 2.76354627976487e-279
AN001798 | binomial_statistics | parameter | 2187
AN001798 | binomial_statistics | conf.low | 0.849188741010514
AN001798 | binomial_statistics | conf.high | 1
AN001798 | binomial_statistics | method | Exact binomial test
AN001798 | binomial_statistics | alternative | greater
AN001809 | measurement_metadata | MS_COMMENTS | -
AN001809 | measurement_metadata | ANALYSIS_TYPE | MS
AN001809 | measurement_metadata | INSTRUMENT_NAME | ABI Sciex 4000 QTrap
AN001809 | measurement_metadata | INSTRUMENT_TYPE | Triple quadrupole
AN001809 | measurement_metadata | MS_TYPE | ESI
AN001809 | measurement_metadata | ION_MODE | UNSPECIFIED
AN001809 | chromatography_metadata | CHROMATOGRAPHY_TYPE | None (Direct infusion)
AN001809 | chromatography_metadata | INSTRUMENT_NAME | None
AN001809 | chromatography_metadata | COLUMN_NAME | none
AN001809 | missingness | n_missing | 16
AN001809 | missingness | n_value | 2715
AN001809 | missingness | perc_missing | 0.589318600368324
AN001809 | binomial_statistics | estimate | 0.731707317073171
AN001809 | binomial_statistics | statistic | 30
AN001809 | binomial_statistics | p.value | 0.0021620024672302
AN001809 | binomial_statistics | parameter | 41
AN001809 | binomial_statistics | conf.low | 0.595221557080851
AN001809 | binomial_statistics | conf.high | 1
AN001809 | binomial_statistics | method | Exact binomial test
AN001809 | binomial_statistics | alternative | greater
AN001810 | measurement_metadata | MS_COMMENTS | -
AN001810 | measurement_metadata | INSTRUMENT_NAME | Waters Xevo-TQ-S
AN001810 | measurement_metadata | INSTRUMENT_TYPE | Triple quadrupole
AN001810 | measurement_metadata | MS_TYPE | ESI
AN001810 | measurement_metadata | ION_MODE | POSITIVE
AN001810 | measurement_metadata | CAPILLARY_TEMPERATURE | 150 °C
AN001810 | measurement_metadata | CAPILLARY_VOLTAGE | 3.9V
AN001810 | measurement_metadata | COLLISION_ENERGY | 20V
AN001810 | measurement_metadata | COLLISION_GAS | 0.17 mL/Min
AN001810 | measurement_metadata | DRY_GAS_FLOW | 150 L/Hr
AN001810 | measurement_metadata | DRY_GAS_TEMP | 350 °C
AN001810 | chromatography_metadata | CHROMATOGRAPHY_TYPE | Reversed phase
AN001810 | chromatography_metadata | INSTRUMENT_NAME | Waters Acquity
AN001810 | chromatography_metadata | COLUMN_NAME | ACQUITY UPLC BEH C18 1.7Âµm
AN001810 | chromatography_metadata | FLOW_RATE | 0.4 ml/min
AN001810 | chromatography_metadata | COLUMN_TEMPERATURE | 35
AN001810 | chromatography_metadata | SOLVENT_A | Water + 0.1% formic acid
AN001810 | chromatography_metadata | SOLVENT_B | Acetonitrile + 0.1% formic acid
AN001810 | chromatography_metadata | ANALYTICAL_TIME | 6.6 min
AN001810 | missingness | n_missing | 1053
AN001810 | missingness | n_value | 13110
AN001810 | missingness | perc_missing | 8.03203661327231
AN001810 | binomial_statistics | estimate | 0.571577847439916
AN001810 | binomial_statistics | statistic | 2735
AN001810 | binomial_statistics | p.value | 1.98101683333594e-23
AN001810 | binomial_statistics | parameter | 4785
AN001810 | binomial_statistics | conf.low | 0.559676491119933
AN001810 | binomial_statistics | conf.high | 1
AN001810 | binomial_statistics | method | Exact binomial test
AN001810 | binomial_statistics | alternative | greater
AN001811 | measurement_metadata | MS_COMMENTS | -
AN001811 | measurement_metadata | INSTRUMENT_NAME | Thermo Q Exactive Orbitrap
AN001811 | measurement_metadata | INSTRUMENT_TYPE | Orbitrap
AN001811 | measurement_metadata | MS_TYPE | ESI
AN001811 | measurement_metadata | ION_MODE | UNSPECIFIED
AN001811 | chromatography_metadata | CHROMATOGRAPHY_SUMMARY | Reversed phase chromatographic separation utilized Accela Autosampler (Thermo), Accela 600 pump (Thermo) and Acclaim C30 column: 3 µm, 2.1x150 mm (Thermo). The column temperature was maintained at 30˚C and tray temperature at 20˚C. Solvent A was composed of 10 mM ammonium acetate (LC-MS grade) in 60:40 methanol:water (LC-MS grade) with 0.2% formic acid (FA; LC-MS grade). Solvent B was composed of 10 mM ammonium acetate with 60:40 methanol:chloroform with 0.2% FA. The flow rate was 260 µL/min and injection volume was 10 µL. The gradient was 35-100% solvent B over 13.0 min, 100% solvent B over 13.0-13.8 min, 100-35% solvent B over 13.8-14.5 min, 35% solvent B over 14.5-18.0 min, 0% solvent B over 18.0-20.0 min.
AN001811 | chromatography_metadata | CHROMATOGRAPHY_TYPE | Reversed phase
AN001811 | chromatography_metadata | INSTRUMENT_NAME | Thermo Accela 600
AN001811 | chromatography_metadata | COLUMN_NAME | Acclaim C30 column: 3 Âµm, 2.1x150 mm (Thermo)
AN001811 | missingness | n_missing | 10932
AN001811 | missingness | n_value | 47640
AN001811 | missingness | perc_missing | 22.9471032745592
AN001811 | binomial_statistics | estimate | 0.96484375
AN001811 | binomial_statistics | statistic | 741
AN001811 | binomial_statistics | p.value | 3.10454805035355e-182
AN001811 | binomial_statistics | parameter | 768
AN001811 | binomial_statistics | conf.low | 0.951842295715536
AN001811 | binomial_statistics | conf.high | 1
AN001811 | binomial_statistics | method | Exact binomial test
AN001811 | binomial_statistics | alternative | greater
AN001852 | measurement_metadata | INSTRUMENT_NAME | Thermo Q Exactive Focus
AN001852 | measurement_metadata | INSTRUMENT_TYPE | Orbitrap
AN001852 | measurement_metadata | MS_TYPE | ESI
AN001852 | measurement_metadata | ION_MODE | POSITIVE
AN001852 | measurement_metadata | MS_COMMENTS | Raw data were processed using TraceFinder 3.1 (Thermo Fisher) and Progenesis QI (Nonlinear dynamics). Retention time, m/z, MS/MS fragmentation were used to confirm the identity of metabolite using authentic reference standards when available (level 1 identifications), in addition to monitoring the product ions produced and the retention time and mass of species belonging to the each lipid class (level 2-3 annotation).
AN001852 | measurement_metadata | MS_RESULTS_FILE | ST001127_AN001852_Results.txt UNITS:abundance Has m/z:Yes Has RT:Yes RT units:Minutes
AN001852 | chromatography_metadata | CHROMATOGRAPHY_TYPE | Reversed phase
AN001852 | chromatography_metadata | INSTRUMENT_NAME | Shimadzu Nexera X2
AN001852 | chromatography_metadata | COLUMN_NAME | Waters Acquity BEH C8 (100 x 2.1mm, 1.7um)
AN001852 | missingness | n_missing | 75
AN001852 | missingness | n_value | 3738
AN001852 | missingness | perc_missing | 2.00642054574639
AN001852 | binomial_statistics | estimate | 1
AN001852 | binomial_statistics | statistic | 77
AN001852 | binomial_statistics | p.value | 6.61744490042424e-24
AN001852 | binomial_statistics | parameter | 77
AN001852 | binomial_statistics | conf.low | 0.961841489288455
AN001852 | binomial_statistics | conf.high | 1
AN001852 | binomial_statistics | method | Exact binomial test
AN001852 | binomial_statistics | alternative | greater
AN001878 | measurement_metadata | INSTRUMENT_NAME | Thermo Q Exactive Orbitrap
AN001878 | measurement_metadata | INSTRUMENT_TYPE | Orbitrap
AN001878 | measurement_metadata | MS_TYPE | ESI
AN001878 | measurement_metadata | ION_MODE | POSITIVE
AN001878 | measurement_metadata | MS_COMMENTS | Detailed acquisition and data processing methods available in Fransoza et al. (2019) DOI 10.1038/s41564-018-0306-4
AN001878 | measurement_metadata | MS_RESULTS_FILE | ST001000_AN001878_Results.txt UNITS:abundance Has m/z:Yes Has RT:Yes RT units:Minutes
AN001878 | chromatography_metadata | CHROMATOGRAPHY_TYPE | HILIC
AN001878 | chromatography_metadata | INSTRUMENT_NAME | Shimadzu Nexera X2
AN001878 | chromatography_metadata | COLUMN_NAME | Waters 150 x 2 mm Atlantis HILIC column
AN001878 | missingness | n_missing | 2139
AN001878 | missingness | n_value | 23320
AN001878 | missingness | perc_missing | 9.17238421955403
AN001878 | binomial_statistics | estimate | 0.70852971074762
AN001878 | binomial_statistics | statistic | 7667
AN001878 | binomial_statistics | p.value | 0
AN001878 | binomial_statistics | parameter | 10821
AN001878 | binomial_statistics | conf.low | 0.701256831926303
AN001878 | binomial_statistics | conf.high | 1
AN001878 | binomial_statistics | method | Exact binomial test
AN001878 | binomial_statistics | alternative | greater
AN001879 | measurement_metadata | INSTRUMENT_NAME | Thermo Q Exactive Orbitrap
AN001879 | measurement_metadata | INSTRUMENT_TYPE | Orbitrap
AN001879 | measurement_metadata | MS_TYPE | ESI
AN001879 | measurement_metadata | ION_MODE | NEGATIVE
AN001879 | measurement_metadata | MS_COMMENTS | Detailed acquisition and data processing methods available in Fransoza et al. (2019) DOI 10.1038/s41564-018-0306-4
AN001879 | measurement_metadata | MS_RESULTS_FILE | ST001000_AN001879_Results.txt UNITS:abundance Has m/z:Yes Has RT:Yes RT units:Minutes
AN001879 | chromatography_metadata | CHROMATOGRAPHY_TYPE | HILIC
AN001879 | chromatography_metadata | INSTRUMENT_NAME | Shimadzu Nexera X2
AN001879 | chromatography_metadata | COLUMN_NAME | Phenomenex Luna NH2 (150 x 2.1mm, 3um)
AN001879 | missingness | n_missing | 918
AN001879 | missingness | n_value | 22440
AN001879 | missingness | perc_missing | 4.09090909090909
AN001879 | binomial_statistics | estimate | 0.669719708673582
AN001879 | binomial_statistics | statistic | 6069
AN001879 | binomial_statistics | p.value | 8.91319463964696e-234
AN001879 | binomial_statistics | parameter | 9062
AN001879 | binomial_statistics | conf.low | 0.661498461956996
AN001879 | binomial_statistics | conf.high | 1
AN001879 | binomial_statistics | method | Exact binomial test
AN001879 | binomial_statistics | alternative | greater
AN001881 | measurement_metadata | MS_RESULTS_FILE | ST001000_AN001881_Results.txt UNITS:abundance Has m/z:Yes Has RT:Yes RT units:Minutes
AN001881 | measurement_metadata | INSTRUMENT_NAME | Thermo Exactive Plus Orbitrap
AN001881 | measurement_metadata | INSTRUMENT_TYPE | Orbitrap
AN001881 | measurement_metadata | MS_TYPE | ESI
AN001881 | measurement_metadata | ION_MODE | POSITIVE
AN001881 | measurement_metadata | MS_COMMENTS | Detailed acquisition and data processing methods available in Fransoza et al. (2019) DOI 10.1038/s41564-018-0306-4
AN001881 | chromatography_metadata | CHROMATOGRAPHY_TYPE | Reversed phase
AN001881 | chromatography_metadata | INSTRUMENT_NAME | Shimadzu Nexera X2
AN001881 | chromatography_metadata | COLUMN_NAME | Waters Acquity BEH C8 (100 x 2.1mm, 1.7um)
AN001881 | missingness | n_missing | 3314
AN001881 | missingness | n_value | 24860
AN001881 | missingness | perc_missing | 13.3306516492357
AN001881 | binomial_statistics | estimate | 0.609112709832134
AN001881 | binomial_statistics | statistic | 8636
AN001881 | binomial_statistics | p.value | 3.02022824535306e-150
AN001881 | binomial_statistics | parameter | 14178
AN001881 | binomial_statistics | conf.low | 0.60232078823121
AN001881 | binomial_statistics | conf.high | 1
AN001881 | binomial_statistics | method | Exact binomial test
AN001881 | binomial_statistics | alternative | greater
AN001882 | measurement_metadata | INSTRUMENT_NAME | Thermo Q Exactive Plus Orbitrap
AN001882 | measurement_metadata | INSTRUMENT_TYPE | Orbitrap
AN001882 | measurement_metadata | MS_TYPE | ESI
AN001882 | measurement_metadata | ION_MODE | POSITIVE
AN001882 | measurement_metadata | MS_COMMENTS | Samples were prepared using the automated MicroLab STAR® system from Hamilton Company. A recovery standard was added prior to the first step in the extraction process for QC purposes. To remove protein, dissociate small molecules bound to protein or trapped in the precipitated protein matrix, and to recover chemically diverse metabolites, proteins were precipitated with methanol under vigorous shaking for 2 min (Glen Mills GenoGrinder 2000) followed by centrifugation. The resulting extract was divided into five fractions: one for analysis by UPLC-MS/MS with positive ion mode electrospray ionization, one for analysis by UPLC-MS/MS with negative ion mode electrospray ionization, one for LC polar platform, one for analysis by GC-MS, and one sample was reserved for backup. Samples were placed briefly on a TurboVap® (Zymark) to remove the organic solvent. For LC, the samples were stored overnight under nitrogen before preparation for analysis. For GC, each sample was dried under vacuum overnight before preparation for analysis.
AN001882 | chromatography_metadata | CHROMATOGRAPHY_SUMMARY | The LC/MS portion of the platform was based on a Waters ACQUITY ultra-performance liquid chromatography (UPLC) and a Thermo Scientific Q-Exactive high resolution/accurate mass spectrometer interfaced with a heated electrospray ionization (HESI-II) source and Orbitrap mass analyzer operated at 35,000 mass resolution. Each sample extract was first dried, then reconstituted in acidic or basic LC-compatible solvents. To ensure injection and chromatographic consistency, these solvents each contained 8 or more injection standards at fixed concentrations. One aliquot was analyzed using acidic positive ion optimized conditions and the other using basic negative ion optimized conditions in two independent injections using separate dedicated columns (Waters UPLC BEH C18-2.1x100 mm, 1.7 µm). Extracts reconstituted in acidic conditions were gradient eluted from a C18 column using water and methanol containing 0.1% formic acid. The basic extracts were similarly eluted from C18 using methanol and water, however with 6.5mM Ammonium Bicarbonate. The third aliquot was analyzed via negative ionization following elution from a HILIC column (Waters UPLC BEH Amide 2.1x150 mm, 1.7 µm) using a gradient consisting of water and acetonitrile with 10mM Ammonium Formate. The MS analysis alternated between MS and data-dependent MS2 scans using dynamic exclusion, and the scan range was from 80-1000 m/z.
AN001882 | chromatography_metadata | CHROMATOGRAPHY_TYPE | Reversed phase/HILIC
AN001882 | chromatography_metadata | INSTRUMENT_NAME | Waters Acquity
AN001882 | chromatography_metadata | COLUMN_NAME | Waters Acquity BEH C18 (100 x 2mm, 1.7um)/Waters UPLC BEH Amide (2.1x150 mm, 1.7 um)
AN001882 | chromatography_metadata | METHODS_FILENAME | PROTOCOL_AND_REPORT_150324.docx
AN001882 | missingness | n_missing | 73
AN001882 | missingness | n_value | 4992
AN001882 | missingness | perc_missing | 1.46233974358974
AN001882 | binomial_statistics | estimate | 1
AN001882 | binomial_statistics | statistic | 160
AN001882 | binomial_statistics | p.value | 6.84227765783601e-49
AN001882 | binomial_statistics | parameter | 160
AN001882 | binomial_statistics | conf.low | 0.981450865922496
AN001882 | binomial_statistics | conf.high | 1
AN001882 | binomial_statistics | method | Exact binomial test
AN001882 | binomial_statistics | alternative | greater
AN001883 | measurement_metadata | INSTRUMENT_NAME | Thermo Q Exactive Plus Orbitrap
AN001883 | measurement_metadata | INSTRUMENT_TYPE | Orbitrap
AN001883 | measurement_metadata | MS_TYPE | ESI
AN001883 | measurement_metadata | ION_MODE | NEGATIVE
AN001883 | measurement_metadata | MS_COMMENTS | Samples were prepared using the automated MicroLab STAR® system from Hamilton Company. A recovery standard was added prior to the first step in the extraction process for QC purposes. To remove protein, dissociate small molecules bound to protein or trapped in the precipitated protein matrix, and to recover chemically diverse metabolites, proteins were precipitated with methanol under vigorous shaking for 2 min (Glen Mills GenoGrinder 2000) followed by centrifugation. The resulting extract was divided into five fractions: one for analysis by UPLC-MS/MS with positive ion mode electrospray ionization, one for analysis by UPLC-MS/MS with negative ion mode electrospray ionization, one for LC polar platform, one for analysis by GC-MS, and one sample was reserved for backup. Samples were placed briefly on a TurboVap® (Zymark) to remove the organic solvent. For LC, the samples were stored overnight under nitrogen before preparation for analysis. For GC, each sample was dried under vacuum overnight before preparation for analysis.
AN001883 | chromatography_metadata | CHROMATOGRAPHY_SUMMARY | The LC/MS portion of the platform was based on a Waters ACQUITY ultra-performance liquid chromatography (UPLC) and a Thermo Scientific Q-Exactive high resolution/accurate mass spectrometer interfaced with a heated electrospray ionization (HESI-II) source and Orbitrap mass analyzer operated at 35,000 mass resolution. Each sample extract was first dried, then reconstituted in acidic or basic LC-compatible solvents. To ensure injection and chromatographic consistency, these solvents each contained 8 or more injection standards at fixed concentrations. One aliquot was analyzed using acidic positive ion optimized conditions and the other using basic negative ion optimized conditions in two independent injections using separate dedicated columns (Waters UPLC BEH C18-2.1x100 mm, 1.7 µm). Extracts reconstituted in acidic conditions were gradient eluted from a C18 column using water and methanol containing 0.1% formic acid. The basic extracts were similarly eluted from C18 using methanol and water, however with 6.5mM Ammonium Bicarbonate. The third aliquot was analyzed via negative ionization following elution from a HILIC column (Waters UPLC BEH Amide 2.1x150 mm, 1.7 µm) using a gradient consisting of water and acetonitrile with 10mM Ammonium Formate. The MS analysis alternated between MS and data-dependent MS2 scans using dynamic exclusion, and the scan range was from 80-1000 m/z.
AN001883 | chromatography_metadata | CHROMATOGRAPHY_TYPE | Reversed phase/HILIC
AN001883 | chromatography_metadata | INSTRUMENT_NAME | Waters Acquity
AN001883 | chromatography_metadata | COLUMN_NAME | Waters Acquity BEH C18 (100 x 2mm, 1.7um)/Waters UPLC BEH Amide (2.1x150 mm, 1.7 um)
AN001883 | chromatography_metadata | METHODS_FILENAME | PROTOCOL_AND_REPORT_150324.docx
AN001883 | missingness | n_missing | 389
AN001883 | missingness | n_value | 6816
AN001883 | missingness | perc_missing | 5.70715962441315
AN001883 | binomial_statistics | estimate | 0.975169300225734
AN001883 | binomial_statistics | statistic | 432
AN001883 | binomial_statistics | p.value | 1.28764173612005e-112
AN001883 | binomial_statistics | parameter | 443
AN001883 | binomial_statistics | conf.low | 0.959233946183802
AN001883 | binomial_statistics | conf.high | 1
AN001883 | binomial_statistics | method | Exact binomial test
AN001883 | binomial_statistics | alternative | greater
AN001884 | measurement_metadata | INSTRUMENT_NAME | Thermo Q Exactive Plus Orbitrap
AN001884 | measurement_metadata | INSTRUMENT_TYPE | Orbitrap
AN001884 | measurement_metadata | MS_TYPE | ESI
AN001884 | measurement_metadata | ION_MODE | NEGATIVE
AN001884 | measurement_metadata | MS_COMMENTS | Samples were prepared using the automated MicroLab STAR® system from Hamilton Company. A recovery standard was added prior to the first step in the extraction process for QC purposes. To remove protein, dissociate small molecules bound to protein or trapped in the precipitated protein matrix, and to recover chemically diverse metabolites, proteins were precipitated with methanol under vigorous shaking for 2 min (Glen Mills GenoGrinder 2000) followed by centrifugation. The resulting extract was divided into five fractions: one for analysis by UPLC-MS/MS with positive ion mode electrospray ionization, one for analysis by UPLC-MS/MS with negative ion mode electrospray ionization, one for LC polar platform, one for analysis by GC-MS, and one sample was reserved for backup. Samples were placed briefly on a TurboVap® (Zymark) to remove the organic solvent. For LC, the samples were stored overnight under nitrogen before preparation for analysis. For GC, each sample was dried under vacuum overnight before preparation for analysis.
AN001884 | chromatography_metadata | CHROMATOGRAPHY_SUMMARY | The LC/MS portion of the platform was based on a Waters ACQUITY ultra-performance liquid chromatography (UPLC) and a Thermo Scientific Q-Exactive high resolution/accurate mass spectrometer interfaced with a heated electrospray ionization (HESI-II) source and Orbitrap mass analyzer operated at 35,000 mass resolution. Each sample extract was first dried, then reconstituted in acidic or basic LC-compatible solvents. To ensure injection and chromatographic consistency, these solvents each contained 8 or more injection standards at fixed concentrations. One aliquot was analyzed using acidic positive ion optimized conditions and the other using basic negative ion optimized conditions in two independent injections using separate dedicated columns (Waters UPLC BEH C18-2.1x100 mm, 1.7 µm). Extracts reconstituted in acidic conditions were gradient eluted from a C18 column using water and methanol containing 0.1% formic acid. The basic extracts were similarly eluted from C18 using methanol and water, however with 6.5mM Ammonium Bicarbonate. The third aliquot was analyzed via negative ionization following elution from a HILIC column (Waters UPLC BEH Amide 2.1x150 mm, 1.7 µm) using a gradient consisting of water and acetonitrile with 10mM Ammonium Formate. The MS analysis alternated between MS and data-dependent MS2 scans using dynamic exclusion, and the scan range was from 80-1000 m/z.
AN001884 | chromatography_metadata | CHROMATOGRAPHY_TYPE | Reversed phase/HILIC
AN001884 | chromatography_metadata | INSTRUMENT_NAME | Waters Acquity
AN001884 | chromatography_metadata | COLUMN_NAME | Waters Acquity BEH C18 (100 x 2mm, 1.7um)/Waters UPLC BEH Amide (2.1x150 mm, 1.7 um)
AN001884 | chromatography_metadata | METHODS_FILENAME | PROTOCOL_AND_REPORT_150324.docx
AN001884 | missingness | n_missing | 28
AN001884 | missingness | n_value | 3200
AN001884 | missingness | perc_missing | 0.875
AN001884 | binomial_statistics | estimate | 1
AN001884 | binomial_statistics | statistic | 115
AN001884 | binomial_statistics | p.value | 2.40741243048403e-35
AN001884 | binomial_statistics | parameter | 115
AN001884 | binomial_statistics | conf.low | 0.974286524251612
AN001884 | binomial_statistics | conf.high | 1
AN001884 | binomial_statistics | method | Exact binomial test
AN001884 | binomial_statistics | alternative | greater
AN001886 | measurement_metadata | INSTRUMENT_NAME | Thermo Q Exactive Plus Orbitrap
AN001886 | measurement_metadata | INSTRUMENT_TYPE | Orbitrap
AN001886 | measurement_metadata | MS_TYPE | ESI
AN001886 | measurement_metadata | ION_MODE | POSITIVE
AN001886 | measurement_metadata | MS_COMMENTS | Samples were prepared using the automated MicroLab STAR® system from Hamilton Company. A recovery standard was added prior to the first step in the extraction process for QC purposes. To remove protein, dissociate small molecules bound to protein or trapped in the precipitated protein matrix, and to recover chemically diverse metabolites, proteins were precipitated with methanol under vigorous shaking for 2 min (Glen Mills GenoGrinder 2000) followed by centrifugation. The resulting extract was divided into five fractions: one for analysis by UPLC-MS/MS with positive ion mode electrospray ionization, one for analysis by UPLC-MS/MS with negative ion mode electrospray ionization, one for LC polar platform, one for analysis by GC-MS, and one sample was reserved for backup. Samples were placed briefly on a TurboVap® (Zymark) to remove the organic solvent. For LC, the samples were stored overnight under nitrogen before preparation for analysis. For GC, each sample was dried under vacuum overnight before preparation for analysis.
AN001886 | chromatography_metadata | CHROMATOGRAPHY_SUMMARY | The LC/MS portion of the platform was based on a Waters ACQUITY ultra-performance liquid chromatography (UPLC) and a Thermo Scientific Q-Exactive high resolution/accurate mass spectrometer interfaced with a heated electrospray ionization (HESI-II) source and Orbitrap mass analyzer operated at 35,000 mass resolution. Each sample extract was first dried, then reconstituted in acidic or basic LC-compatible solvents. To ensure injection and chromatographic consistency, these solvents each contained 8 or more injection standards at fixed concentrations. One aliquot was analyzed using acidic positive ion optimized conditions and the other using basic negative ion optimized conditions in two independent injections using separate dedicated columns (Waters UPLC BEH C18-2.1x100 mm, 1.7 µm). Extracts reconstituted in acidic conditions were gradient eluted from a C18 column using water and methanol containing 0.1% formic acid. The basic extracts were similarly eluted from C18 using methanol and water, however with 6.5mM Ammonium Bicarbonate. The third aliquot was analyzed via negative ionization following elution from a HILIC column (Waters UPLC BEH Amide 2.1x150 mm, 1.7 µm) using a gradient consisting of water and acetonitrile with 10mM Ammonium Formate. The MS analysis alternated between MS and data-dependent MS2 scans using dynamic exclusion, and the scan range was from 80-1000 m/z.
AN001886 | chromatography_metadata | CHROMATOGRAPHY_TYPE | Reversed phase/HILIC
AN001886 | chromatography_metadata | INSTRUMENT_NAME | Waters Acquity
AN001886 | chromatography_metadata | COLUMN_NAME | Waters Acquity BEH C18 (100 x 2mm, 1.7um)
AN001886 | missingness | n_missing | 185
AN001886 | missingness | n_value | 6112
AN001886 | missingness | perc_missing | 3.02683246073298
AN001886 | binomial_statistics | estimate | 0.938110749185668
AN001886 | binomial_statistics | statistic | 288
AN001886 | binomial_statistics | p.value | 3.44212349760792e-63
AN001886 | binomial_statistics | parameter | 307
AN001886 | binomial_statistics | conf.low | 0.910507873456891
AN001886 | binomial_statistics | conf.high | 1
AN001886 | binomial_statistics | method | Exact binomial test
AN001886 | binomial_statistics | alternative | greater
AN001887 | measurement_metadata | INSTRUMENT_NAME | Thermo Q Exactive Plus Orbitrap
AN001887 | measurement_metadata | INSTRUMENT_TYPE | Orbitrap
AN001887 | measurement_metadata | MS_TYPE | ESI
AN001887 | measurement_metadata | ION_MODE | NEGATIVE
AN001887 | measurement_metadata | MS_COMMENTS | Samples were prepared using the automated MicroLab STAR® system from Hamilton Company. A recovery standard was added prior to the first step in the extraction process for QC purposes. To remove protein, dissociate small molecules bound to protein or trapped in the precipitated protein matrix, and to recover chemically diverse metabolites, proteins were precipitated with methanol under vigorous shaking for 2 min (Glen Mills GenoGrinder 2000) followed by centrifugation. The resulting extract was divided into five fractions: one for analysis by UPLC-MS/MS with positive ion mode electrospray ionization, one for analysis by UPLC-MS/MS with negative ion mode electrospray ionization, one for LC polar platform, one for analysis by GC-MS, and one sample was reserved for backup. Samples were placed briefly on a TurboVap® (Zymark) to remove the organic solvent. For LC, the samples were stored overnight under nitrogen before preparation for analysis. For GC, each sample was dried under vacuum overnight before preparation for analysis.
AN001887 | chromatography_metadata | CHROMATOGRAPHY_SUMMARY | The LC/MS portion of the platform was based on a Waters ACQUITY ultra-performance liquid chromatography (UPLC) and a Thermo Scientific Q-Exactive high resolution/accurate mass spectrometer interfaced with a heated electrospray ionization (HESI-II) source and Orbitrap mass analyzer operated at 35,000 mass resolution. Each sample extract was first dried, then reconstituted in acidic or basic LC-compatible solvents. To ensure injection and chromatographic consistency, these solvents each contained 8 or more injection standards at fixed concentrations. One aliquot was analyzed using acidic positive ion optimized conditions and the other using basic negative ion optimized conditions in two independent injections using separate dedicated columns (Waters UPLC BEH C18-2.1x100 mm, 1.7 µm). Extracts reconstituted in acidic conditions were gradient eluted from a C18 column using water and methanol containing 0.1% formic acid. The basic extracts were similarly eluted from C18 using methanol and water, however with 6.5mM Ammonium Bicarbonate. The third aliquot was analyzed via negative ionization following elution from a HILIC column (Waters UPLC BEH Amide 2.1x150 mm, 1.7 µm) using a gradient consisting of water and acetonitrile with 10mM Ammonium Formate. The MS analysis alternated between MS and data-dependent MS2 scans using dynamic exclusion, and the scan range was from 80-1000 m/z.
AN001887 | chromatography_metadata | CHROMATOGRAPHY_TYPE | Reversed phase/HILIC
AN001887 | chromatography_metadata | INSTRUMENT_NAME | Waters Acquity
AN001887 | chromatography_metadata | COLUMN_NAME | Waters Acquity BEH C18 (100 x 2mm, 1.7um)
AN001887 | missingness | n_missing | 430
AN001887 | missingness | n_value | 7872
AN001887 | missingness | perc_missing | 5.46239837398374
AN001887 | binomial_statistics | estimate | 0.989189189189189
AN001887 | binomial_statistics | statistic | 549
AN001887 | binomial_statistics | p.value | 3.38653909472391e-154
AN001887 | binomial_statistics | parameter | 555
AN001887 | binomial_statistics | conf.low | 0.978774534721409
AN001887 | binomial_statistics | conf.high | 1
AN001887 | binomial_statistics | method | Exact binomial test
AN001887 | binomial_statistics | alternative | greater
AN001903 | measurement_metadata | INSTRUMENT_NAME | Thermo DSQ
AN001903 | measurement_metadata | INSTRUMENT_TYPE | GC/MS
AN001903 | measurement_metadata | MS_TYPE | EI
AN001903 | measurement_metadata | ION_MODE | UNSPECIFIED
AN001903 | measurement_metadata | MS_COMMENTS | MS type: Single Quadrupole Ion Mode: Electron Impact Comments: Metabolon Proprietary software used for data analysis and compound annotation
AN001903 | chromatography_metadata | CHROMATOGRAPHY_SUMMARY | The samples destined for GC/MS analysis were re-dried under vacuum desiccation for a minimum of 24 hours prior to being derivatized under dried nitrogen using bistrimethyl-silyl-triflouroacetamide (BSTFA). The GC column was 5% phenyl and the temperature ramp is from 40° to 300° C in a 16 minute period. Samples were analyzed on a Thermo-Finnigan Trace DSQ fast-scanning single-quadrupole mass spectrometer using electron impact ionization. The instrument was tuned and calibrated for mass resolution and mass accuracy on a daily basis. The information output from the raw data files was automatically extracted as discussed below.
AN001903 | chromatography_metadata | CHROMATOGRAPHY_TYPE | GC
AN001903 | chromatography_metadata | INSTRUMENT_NAME | Thermo-finnegan DSQ
AN001903 | chromatography_metadata | COLUMN_NAME | Restek 5% phenyl
AN001903 | missingness | n_missing | 64
AN001903 | missingness | n_value | 2398
AN001903 | missingness | perc_missing | 2.66889074228524
AN001903 | binomial_statistics | estimate | 0.859649122807018
AN001903 | binomial_statistics | statistic | 147
AN001903 | binomial_statistics | p.value | 4.6096262594295e-23
AN001903 | binomial_statistics | parameter | 171
AN001903 | binomial_statistics | conf.low | 0.80833149193214
AN001903 | binomial_statistics | conf.high | 1
AN001903 | binomial_statistics | method | Exact binomial test
AN001903 | binomial_statistics | alternative | greater
AN001942 | measurement_metadata | INSTRUMENT_NAME | Thermo Q Exactive Plus Orbitrap
AN001942 | measurement_metadata | INSTRUMENT_TYPE | Orbitrap
AN001942 | measurement_metadata | MS_TYPE | ESI
AN001942 | measurement_metadata | ION_MODE | POSITIVE
AN001942 | measurement_metadata | MS_COMMENTS | Data acquisition : Extracted lipids were separated on an Acquity UPLC CSH C18 column (100 x 2.1 mm; 1.7 µm) maintained at 65°C. The mobile phases for positive mode consisted of 60:40 acetonitrile:water with 10 mM ammonium formate and 0.1% formic acid (A) and 90:10 isopropanol:acetonitrile with 10 mM ammonium formate and 0.1% formic acid (B). For negative mode, the mobile phase modifier was 10 mM ammonium acetate instead. The gradient was as follows: 0 min 85% (A); 0–2 min 70% (A); 2–2.5 min 52% (A); 2.5–11 min 18% (A); 11–11.5 min 1% (A); 11.5–12 min 1% (A); 12–12.1 min 85% (A); 12.1–15 min 85% (A). Sample temperature is maintained at 4°C in the autosampler. 2 µL of sample was injected. Vanquish UHPLC system (ThermoFisher Scientific) was used. Thermo Q-Exactive HF Orbitrap MS instrument was operated in electrospray ionization (ESI) in positive and negative modes respectively with the following parameters: mass range 120−1700 m/z; spray voltage 3.6kV (ESI+) and -3kV (ESI-), sheath gas (nitrogen) flow rate 60 units; auxiliary gas (nitrogen) flow rate 25 units, capillary temperature 320 °C, full scan MS1 mass resolving power 60,000, data-dependent MS/MS (dd-MS/MS) 4 scans per cycle, normalized collision energy at 20%, 30% and 40%, dd-MS/MS mass resolving power 15,000. Thermo Xcalibur 4.0.27.19 was used for data acquisition and analysis. Instruments was tuned by manufacturer’s recommendations. Data processing : Raw data files were converted to the mzML format using the ProteoWizard MSConvert utility. For each m/z values ion chromatogram was extracted with m/z thresholds of 0.005 dalton and retention time threshold of 0.10 minute. Apex of the extracted ion chromatograph was used as peak height value and exported to a txt file. Peak height files for all the samples were merged together to generate a data matrix. Targeted peak height signal extraction was performed using an R script .Extracted ion chromatograms for each peak were saved as pictures. CSH-POS and CSH-NEG data matrices were generated. No normalization was applied as minimum signal drift was observed during analysis.
AN001942 | chromatography_metadata | CHROMATOGRAPHY_TYPE | Reversed phase
AN001942 | chromatography_metadata | INSTRUMENT_NAME | Thermo Vanquish
AN001942 | chromatography_metadata | COLUMN_NAME | Waters Acquity CSH C18 (100 x 2.1mm, 1.7um)
AN001942 | missingness | n_missing | 1317
AN001942 | missingness | n_value | 72380
AN001942 | missingness | perc_missing | 1.8195634153081
AN001942 | binomial_statistics | estimate | 0.969106289076866
AN001942 | binomial_statistics | statistic | 2635
AN001942 | binomial_statistics | p.value | 0
AN001942 | binomial_statistics | parameter | 2719
AN001942 | binomial_statistics | conf.low | 0.963074476464818
AN001942 | binomial_statistics | conf.high | 1
AN001942 | binomial_statistics | method | Exact binomial test
AN001942 | binomial_statistics | alternative | greater
AN001943 | measurement_metadata | INSTRUMENT_NAME | Thermo Q Exactive Plus Orbitrap
AN001943 | measurement_metadata | INSTRUMENT_TYPE | Orbitrap
AN001943 | measurement_metadata | MS_TYPE | ESI
AN001943 | measurement_metadata | ION_MODE | NEGATIVE
AN001943 | measurement_metadata | MS_COMMENTS | Data acquisition : Extracted lipids were separated on an Acquity UPLC CSH C18 column (100 x 2.1 mm; 1.7 µm) maintained at 65°C. The mobile phases for positive mode consisted of 60:40 acetonitrile:water with 10 mM ammonium formate and 0.1% formic acid (A) and 90:10 isopropanol:acetonitrile with 10 mM ammonium formate and 0.1% formic acid (B). For negative mode, the mobile phase modifier was 10 mM ammonium acetate instead. The gradient was as follows: 0 min 85% (A); 0–2 min 70% (A); 2–2.5 min 52% (A); 2.5–11 min 18% (A); 11–11.5 min 1% (A); 11.5–12 min 1% (A); 12–12.1 min 85% (A); 12.1–15 min 85% (A). Sample temperature is maintained at 4°C in the autosampler. 2 µL of sample was injected. Vanquish UHPLC system (ThermoFisher Scientific) was used. Thermo Q-Exactive HF Orbitrap MS instrument was operated in electrospray ionization (ESI) in positive and negative modes respectively with the following parameters: mass range 120−1700 m/z; spray voltage 3.6kV (ESI+) and -3kV (ESI-), sheath gas (nitrogen) flow rate 60 units; auxiliary gas (nitrogen) flow rate 25 units, capillary temperature 320 °C, full scan MS1 mass resolving power 60,000, data-dependent MS/MS (dd-MS/MS) 4 scans per cycle, normalized collision energy at 20%, 30% and 40%, dd-MS/MS mass resolving power 15,000. Thermo Xcalibur 4.0.27.19 was used for data acquisition and analysis. Instruments was tuned by manufacturer’s recommendations. Data processing : Raw data files were converted to the mzML format using the ProteoWizard MSConvert utility. For each m/z values ion chromatogram was extracted with m/z thresholds of 0.005 dalton and retention time threshold of 0.10 minute. Apex of the extracted ion chromatograph was used as peak height value and exported to a txt file. Peak height files for all the samples were merged together to generate a data matrix. Targeted peak height signal extraction was performed using an R script. Extracted ion chromatograms for each peak were saved as pictures. CSH-POS and CSH-NEG data matrices were generated. No normalization was applied as minimum signal drift was observed during analysis.
AN001943 | chromatography_metadata | CHROMATOGRAPHY_TYPE | Reversed phase
AN001943 | chromatography_metadata | INSTRUMENT_NAME | Thermo Vanquish
AN001943 | chromatography_metadata | COLUMN_NAME | Waters Acquity CSH C18 (100 x 2.1mm, 1.7um)
AN001943 | missingness | n_missing | 693
AN001943 | missingness | n_value | 48840
AN001943 | missingness | perc_missing | 1.41891891891892
AN001943 | binomial_statistics | estimate | 0.999182338511856
AN001943 | binomial_statistics | statistic | 1222
AN001943 | binomial_statistics | p.value | 0
AN001943 | binomial_statistics | parameter | 1223
AN001943 | binomial_statistics | conf.low | 0.9961270566543
AN001943 | binomial_statistics | conf.high | 1
AN001943 | binomial_statistics | method | Exact binomial test
AN001943 | binomial_statistics | alternative | greater
AN001944 | measurement_metadata | INSTRUMENT_NAME | Thermo Q Exactive HF hybrid Orbitrap
AN001944 | measurement_metadata | INSTRUMENT_TYPE | Orbitrap
AN001944 | measurement_metadata | MS_TYPE | ESI
AN001944 | measurement_metadata | ION_MODE | POSITIVE
AN001944 | measurement_metadata | MS_COMMENTS | Data acquisition : 3 µL sample aliquots were injected on a Waters Acquity UPLC BEH Amide column (150 mm length × 2.1 mm id; 1.7 μm particle size) maintained at 45°C. A Waters Acquity VanGuard BEH Amide pre-column (5 mm × 2.1 mm id; 1.7 μm particle size) was used as guard column. Mobile phase A was 100% LC-MS grade water with 10 mM ammonium formate and 0.125% formic acid and mobile phase B was 95:5 v/v acetonitrile:water with 10 mM ammonium formate and 0.125% formic acid. Gradient was started at 100% (B) for 2 min, 70% (B) at 7.7 min, 40% (B) at 9.5 min, 30% (B) at 10.25 min, 100% (B) at 12.75 min and isocratic until 16.75 min. The column flow was 0.4 mL/min. Vanquish UHPLC system (ThermoFisher Scientific) was used. A Thermo Q-Exactive HF Orbitrap MS instrument was operated in electrospray ionization (ESI) in positive and negative modes respectively with the following parameters: mass range 60−900 m/z; spray voltage 3.6kV (ESI+) and -3kV (ESI-), sheath gas (nitrogen) flow rate 60 units; auxiliary gas (nitrogen) flow rate 25 units, capillary temperature 320°C, full scan MS1 mass resolving power 60,000, data-dependent MSMS (dd-MSMS) 4 scans per cycle, normalized collision energy at 20%, 30% and 40%, dd-MSMS mass resolving power 15,000. Thermo Xcalibur 4.0.27.19 was used for data acquisition and analysis. Instruments was tuned by manufacturer’s recommendations. Data processing : Raw data files were converted to the mzML format using the ProteoWizard MSConvert utility. For each m/z values ion chromatogram was extracted with m/z thresholds of 0.005 dalton and retention time threshold of 0.10 minute. Apex of the extracted ion chromatograph was used as peak height value and exported to a txt file. Peak height files for all the samples were merged together to generate a data matrix. Targeted peak height signal extraction was performed using an R script. Extracted ion chromatograms for each peak were saved as pictures. HILIC-POS data were not normalized because no batch effect was observed. HILIC-NEG data were normalized by the median value for each batch to remove batch effects.
AN001944 | chromatography_metadata | CHROMATOGRAPHY_TYPE | HILIC
AN001944 | chromatography_metadata | INSTRUMENT_NAME | Thermo Vanquish
AN001944 | chromatography_metadata | COLUMN_NAME | Waters Acquity BEH Amide (150 x 2.1mm, 1.7um)
AN001944 | missingness | n_missing | 3694
AN001944 | missingness | n_value | 43340
AN001944 | missingness | perc_missing | 8.52330410706045
AN001944 | binomial_statistics | estimate | 0.990993608367228
AN001944 | binomial_statistics | statistic | 3411
AN001944 | binomial_statistics | p.value | 0
AN001944 | binomial_statistics | parameter | 3442
AN001944 | binomial_statistics | conf.low | 0.987864121432004
AN001944 | binomial_statistics | conf.high | 1
AN001944 | binomial_statistics | method | Exact binomial test
AN001944 | binomial_statistics | alternative | greater
AN001950 | measurement_metadata | INSTRUMENT_NAME | Thermo Q Exactive Orbitrap
AN001950 | measurement_metadata | INSTRUMENT_TYPE | Orbitrap
AN001950 | measurement_metadata | MS_TYPE | ESI
AN001950 | measurement_metadata | ION_MODE | POSITIVE
AN001950 | measurement_metadata | MS_COMMENTS | -
AN001950 | chromatography_metadata | CHROMATOGRAPHY_SUMMARY | Briefly, samples (10 μL) were injected onto a Dionex RSLC U3000 LC system (Thermo) fitted with a ZIC-pHILIC column (5 μm particle size, 4.6 by 150 mm; Merck) and 20 mM ammonium carbonate (A) and acetonitrile (B) were used as the mobile phases. A 30 min gradient starting from 80% B to 40% B over 20 min, followed by washing at 5% B for 3 min and re-equilibration at 80% B, was used.
AN001950 | chromatography_metadata | CHROMATOGRAPHY_TYPE | HILIC
AN001950 | chromatography_metadata | INSTRUMENT_NAME | Thermo Dionex Ultimate 3000
AN001950 | chromatography_metadata | COLUMN_NAME | ZIC-pHILIC column (5 Âµm particle size, 4.6 by 150 mm; Merck)
AN001950 | missingness | n_missing | 780
AN001950 | missingness | n_value | 13899
AN001950 | missingness | perc_missing | 5.61191452622491
AN001950 | binomial_statistics | estimate | 0.897959183673469
AN001950 | binomial_statistics | statistic | 264
AN001950 | binomial_statistics | p.value | 3.2407260219458e-48
AN001950 | binomial_statistics | parameter | 294
AN001950 | binomial_statistics | conf.low | 0.864145000044065
AN001950 | binomial_statistics | conf.high | 1
AN001950 | binomial_statistics | method | Exact binomial test
AN001950 | binomial_statistics | alternative | greater
AN001951 | measurement_metadata | INSTRUMENT_NAME | Thermo Q Exactive Orbitrap
AN001951 | measurement_metadata | INSTRUMENT_TYPE | Orbitrap
AN001951 | measurement_metadata | MS_TYPE | ESI
AN001951 | measurement_metadata | ION_MODE | NEGATIVE
AN001951 | measurement_metadata | MS_COMMENTS | -
AN001951 | chromatography_metadata | CHROMATOGRAPHY_SUMMARY | Briefly, samples (10 μL) were injected onto a Dionex RSLC U3000 LC system (Thermo) fitted with a ZIC-pHILIC column (5 μm particle size, 4.6 by 150 mm; Merck) and 20 mM ammonium carbonate (A) and acetonitrile (B) were used as the mobile phases. A 30 min gradient starting from 80% B to 40% B over 20 min, followed by washing at 5% B for 3 min and re-equilibration at 80% B, was used.
AN001951 | chromatography_metadata | CHROMATOGRAPHY_TYPE | HILIC
AN001951 | chromatography_metadata | INSTRUMENT_NAME | Thermo Dionex Ultimate 3000
AN001951 | chromatography_metadata | COLUMN_NAME | ZIC-pHILIC column (5 Âµm particle size, 4.6 by 150 mm; Merck)
AN001951 | missingness | n_missing | 277
AN001951 | missingness | n_value | 8733
AN001951 | missingness | perc_missing | 3.17187678919043
AN001951 | binomial_statistics | estimate | 0.936363636363636
AN001951 | binomial_statistics | statistic | 206
AN001951 | binomial_statistics | p.value | 2.97660047156458e-45
AN001951 | binomial_statistics | parameter | 220
AN001951 | binomial_statistics | conf.low | 0.90230421361083
AN001951 | binomial_statistics | conf.high | 1
AN001951 | binomial_statistics | method | Exact binomial test
AN001951 | binomial_statistics | alternative | greater
AN001952 | measurement_metadata | INSTRUMENT_NAME | Agilent 6210 TOF
AN001952 | measurement_metadata | INSTRUMENT_TYPE | CE-TOFMS
AN001952 | measurement_metadata | MS_TYPE | Other
AN001952 | measurement_metadata | ION_MODE | UNSPECIFIED
AN001952 | measurement_metadata | MS_COMMENTS | The spectrometer was scanned from m/z 50 to 1,000. Peaks were extracted using MasterHands, automatic integration software (Keio University, Tsuruoka, Yamagata, Japan) in order to obtain peak information including m/z, peak area, and migration time (MT)43. Signal peaks corresponding to isotopomers, adduct ions, and other product ions of known metabolites were excluded, and remaining peaks were annotated according to the HMT metabolite database based on their m/z values with the MTs. Areas of the annotated peaks were then normalized based on internal standard levels and sample volumes in order to obtain relative levels of each metabolite. Partial least square discriminant analysis was performed by HMT’s proprietary software, PeakStat and SampleStat, respectively. Pathway analysis is performed by MetaboAnalyst 4.0.
AN001952 | chromatography_metadata | CHROMATOGRAPHY_SUMMARY | CEMS conducted by Basic Scan package of Human Metabolome 239 Technologies (HMT)
AN001952 | chromatography_metadata | CHROMATOGRAPHY_TYPE | Other
AN001952 | chromatography_metadata | INSTRUMENT_NAME | Agilent 6210
AN001952 | chromatography_metadata | COLUMN_NAME | Agilent capillary electrophoresis system
AN001952 | missingness | n_missing | 54
AN001952 | missingness | n_value | 1144
AN001952 | missingness | perc_missing | 4.72027972027972
AN001952 | binomial_statistics | estimate | 0.813953488372093
AN001952 | binomial_statistics | statistic | 70
AN001952 | binomial_statistics | p.value | 1.60319017554077e-09
AN001952 | binomial_statistics | parameter | 86
AN001952 | binomial_statistics | conf.low | 0.731243166702256
AN001952 | binomial_statistics | conf.high | 1
AN001952 | binomial_statistics | method | Exact binomial test
AN001952 | binomial_statistics | alternative | greater
AN001980 | measurement_metadata | INSTRUMENT_NAME | Agilent 6550 QTOF
AN001980 | measurement_metadata | INSTRUMENT_TYPE | QTOF
AN001980 | measurement_metadata | MS_TYPE | ESI
AN001980 | measurement_metadata | ION_MODE | NEGATIVE
AN001980 | measurement_metadata | MS_COMMENTS | Full m/z scan range across 2-35 minutes. Extended dynamic range, 0-1700 m/z
AN001980 | chromatography_metadata | CHROMATOGRAPHY_TYPE | HILIC
AN001980 | chromatography_metadata | INSTRUMENT_NAME | Agilent 6550
AN001980 | chromatography_metadata | COLUMN_NAME | SeQuant ZIC-HILIC (150 x 4.6mm, 3.5um)
AN001980 | chromatography_metadata | FLOW_GRADIENT | 80%
AN001980 | chromatography_metadata | FLOW_RATE | 0.3 mL/minute
AN001980 | chromatography_metadata | COLUMN_TEMPERATURE | 35
AN001980 | chromatography_metadata | METHODS_FILENAME | pHILIC 45 minute
AN001980 | chromatography_metadata | SOLVENT_A | 20mM Ammonium carbonate
AN001980 | chromatography_metadata | SOLVENT_B | Acetonitrile
AN001980 | chromatography_metadata | COLUMN_PRESSURE | 50-150 bar
AN001980 | chromatography_metadata | INJECTION_TEMPERATURE | 4
AN001980 | missingness | n_missing | 248
AN001980 | missingness | n_value | 13746
AN001980 | missingness | perc_missing | 1.80416121053397
AN001980 | binomial_statistics | estimate | 0.891634980988593
AN001980 | binomial_statistics | statistic | 469
AN001980 | binomial_statistics | p.value | 6.83936892220734e-82
AN001980 | binomial_statistics | parameter | 526
AN001980 | binomial_statistics | conf.low | 0.866727106793427
AN001980 | binomial_statistics | conf.high | 1
AN001980 | binomial_statistics | method | Exact binomial test
AN001980 | binomial_statistics | alternative | greater
AN001982 | measurement_metadata | INSTRUMENT_NAME | Agilent 5975
AN001982 | measurement_metadata | INSTRUMENT_TYPE | Single quadrupole
AN001982 | measurement_metadata | MS_TYPE | EI
AN001982 | measurement_metadata | ION_MODE | POSITIVE
AN001982 | measurement_metadata | MS_COMMENTS | NA
AN001982 | chromatography_metadata | CHROMATOGRAPHY_SUMMARY | GC/MS methods follow previous studies using a 6890 N GC connected to a 5975 Inert single quadrupole MS (Agilent Technologies, Santa Clara, CA) (Bonikos et al. 1975; Fiehn 2008; Kind et al. 2009). The two wall-coated, open-tubular GC columns connected in series are both from J&W/Agilent (part 122-5512), DB5-MS, 15 meters in length, 0.25 mm in diameter, with an 0.25-l m luminal film. Positive ions generated with conventional electron-ionization at 70 eV are scanned broadly from 600 to 50 m/z in the detector throughout the 45 min cycle time.
AN001982 | chromatography_metadata | CHROMATOGRAPHY_TYPE | GC
AN001982 | chromatography_metadata | INSTRUMENT_NAME | Agilent 6890 N GC
AN001982 | chromatography_metadata | COLUMN_NAME | Agilent DB-5ms (15m x 0.25 mm x 0.25 Âµm)
AN001982 | missingness | n_missing | 59071
AN001982 | missingness | n_value | 71172
AN001982 | missingness | perc_missing | 82.9975271174057
AN001982 | binomial_statistics | estimate | 0.852410278190699
AN001982 | binomial_statistics | statistic | 4014
AN001982 | binomial_statistics | p.value | 0
AN001982 | binomial_statistics | parameter | 4709
AN001982 | binomial_statistics | conf.low | 0.843640589956471
AN001982 | binomial_statistics | conf.high | 1
AN001982 | binomial_statistics | method | Exact binomial test
AN001982 | binomial_statistics | alternative | greater
AN001984 | measurement_metadata | INSTRUMENT_NAME | Thermo Q Exactive Plus Orbitrap
AN001984 | measurement_metadata | INSTRUMENT_TYPE | Orbitrap
AN001984 | measurement_metadata | MS_TYPE | ESI
AN001984 | measurement_metadata | ION_MODE | POSITIVE
AN001984 | measurement_metadata | MS_COMMENTS | Raw data were processed using TraceFinder 3.3 software (Thermo Fisher Scientific; Waltham, MA) and Progenesis QI (Nonlinear Dynamics; Newcastle upon Tyne, UK). Metabolite identities were confirmed using authentic reference standards or reference samples.
AN001984 | measurement_metadata | MS_RESULTS_FILE | ST001192_AN001984_Results.txt UNITS:abundance Has m/z:Yes Has RT:Yes RT units:Minutes
AN001984 | chromatography_metadata | CHROMATOGRAPHY_TYPE | HILIC
AN001984 | chromatography_metadata | INSTRUMENT_NAME | Thermo Q Exactive Plus Orbitrap
AN001984 | chromatography_metadata | COLUMN_NAME | Waters Atlantis HILIC (150 x 2 mm)
AN001984 | chromatography_metadata | SOLVENT_A | 10 mM ammonium formate and 0.1% formic acid in water
AN001984 | chromatography_metadata | SOLVENT_B | acetonitrile with 0.1% formic acid
AN001984 | missingness | n_missing | 1089
AN001984 | missingness | n_value | 27180
AN001984 | missingness | perc_missing | 4.00662251655629
AN001984 | binomial_statistics | estimate | 0.738394320043692
AN001984 | binomial_statistics | statistic | 4056
AN001984 | binomial_statistics | p.value | 6.07443657404556e-285
AN001984 | binomial_statistics | parameter | 5493
AN001984 | binomial_statistics | conf.low | 0.728456714696441
AN001984 | binomial_statistics | conf.high | 1
AN001984 | binomial_statistics | method | Exact binomial test
AN001984 | binomial_statistics | alternative | greater
AN001987 | measurement_metadata | INSTRUMENT_NAME | Thermo Q Exactive Plus Orbitrap
AN001987 | measurement_metadata | INSTRUMENT_TYPE | Orbitrap
AN001987 | measurement_metadata | MS_TYPE | ESI
AN001987 | measurement_metadata | ION_MODE | POSITIVE
AN001987 | measurement_metadata | MS_COMMENTS | Raw data were processed using TraceFinder 3.3 software (Thermo Fisher Scientific; Waltham, MA) and Progenesis QI (Nonlinear Dynamics; Newcastle upon Tyne, UK). Metabolite identities were confirmed using authentic reference standards or reference samples.
AN001987 | measurement_metadata | MS_RESULTS_FILE | ST001192_AN001987_Results.txt UNITS:Abundance Has m/z:Yes Has RT:Yes RT units:Minutes
AN001987 | chromatography_metadata | CHROMATOGRAPHY_TYPE | Reversed phase
AN001987 | chromatography_metadata | INSTRUMENT_NAME | Thermo Q Exactive Plus Orbitrap
AN001987 | chromatography_metadata | COLUMN_NAME | Waters Acquity BEH C8 (100 x 2.1mm, 1.7um)
AN001987 | chromatography_metadata | SOLVENT_A | 95:5:0.1 vol/vol/vol 10 mM ammonium acetate/methanol/acetic acid
AN001987 | chromatography_metadata | SOLVENT_B | 99.9:0.1 vol/vol methanol/acetic acid
AN001987 | missingness | n_missing | 2056
AN001987 | missingness | n_value | 27720
AN001987 | missingness | perc_missing | 7.41702741702742
AN001987 | binomial_statistics | estimate | 0.580587817018251
AN001987 | binomial_statistics | statistic | 9798
AN001987 | binomial_statistics | p.value | 5.44995308320801e-98
AN001987 | binomial_statistics | parameter | 16876
AN001987 | binomial_statistics | conf.low | 0.574300179558399
AN001987 | binomial_statistics | conf.high | 1
AN001987 | binomial_statistics | method | Exact binomial test
AN001987 | binomial_statistics | alternative | greater
AN001998 | measurement_metadata | INSTRUMENT_NAME | Thermo Q Exactive Orbitrap
AN001998 | measurement_metadata | INSTRUMENT_TYPE | Orbitrap
AN001998 | measurement_metadata | MS_TYPE | ESI
AN001998 | measurement_metadata | ION_MODE | POSITIVE
AN001998 | measurement_metadata | MS_COMMENTS | Metabolite detection was performed using a high-resolution Q Exactive MS (ThermoFisher) in both positive and negative ionisation modes. The PBQC sample was run periodically throughout each LC-MS batch to monitor signal reproducibility and support downstream metabolite identification. Extraction solvent blank samples were also analysed to identify possible contaminating chemical species. To aid in metabolite identification, approximately 250 authentic metabolite standards were analysed prior to each LC-MS batch and their peaks and retention time manually checked using the ToxID software (ThermoFisher). Metabolomics data were analysed using the IDEOM workflow (Creek et al. 2012) . Briefly, the IDEOM processing pipeline uses msconvert for conversion of raw files to mzXML files and split polarity, XCMS to extract raw peak intensities and mzMatch to align samples, filter noise, fill missing peaks and annotate related peaks. Manual assessment of spiked internal standards, total ion chromatograms and median peak heights ensured signal reproducibility and allowed exclusion of outlier samples. High confidence metabolite identification (MSI level 1) was made by matching accurate mass and retention time to authentic metabolite standards. Putative identifications (MSI level 2) for metabolites lacking standards were based on exact mass and predicted retention times.
AN001998 | chromatography_metadata | CHROMATOGRAPHY_SUMMARY | The 32 min gradient HPLC run was from 80% B to 50% B over 15 min, then to 5% B at 18 min, followed by a wash with 5% B for 3 min and re-equilibrated with 80% B at a flow rate of 0.3 mL/min.
AN001998 | chromatography_metadata | CHROMATOGRAPHY_TYPE | pHILIC
AN001998 | chromatography_metadata | INSTRUMENT_NAME | Thermo Dionex Ultimate 3000
AN001998 | chromatography_metadata | COLUMN_NAME | SeQuant ZIC- pHILIC (150 x 2.1mm, 5um)
AN001998 | chromatography_metadata | SOLVENT_A | 20 mM ammonium carbonate
AN001998 | chromatography_metadata | SOLVENT_B | 100% acetonitrile
AN001998 | missingness | n_missing | 3714
AN001998 | missingness | n_value | 68425
AN001998 | missingness | perc_missing | 5.42784070149799
AN001998 | binomial_statistics | estimate | 0.971128608923885
AN001998 | binomial_statistics | statistic | 1480
AN001998 | binomial_statistics | p.value | 0
AN001998 | binomial_statistics | parameter | 1524
AN001998 | binomial_statistics | conf.low | 0.963032604787005
AN001998 | binomial_statistics | conf.high | 1
AN001998 | binomial_statistics | method | Exact binomial test
AN001998 | binomial_statistics | alternative | greater
AN001999 | measurement_metadata | INSTRUMENT_NAME | Thermo Q Exactive Orbitrap
AN001999 | measurement_metadata | INSTRUMENT_TYPE | Orbitrap
AN001999 | measurement_metadata | MS_TYPE | ESI
AN001999 | measurement_metadata | ION_MODE | NEGATIVE
AN001999 | measurement_metadata | MS_COMMENTS | Metabolite detection was performed using a high-resolution Q Exactive MS (ThermoFisher) in both positive and negative ionisation modes. The PBQC sample was run periodically throughout each LC-MS batch to monitor signal reproducibility and support downstream metabolite identification. Extraction solvent blank samples were also analysed to identify possible contaminating chemical species. To aid in metabolite identification, approximately 250 authentic metabolite standards were analysed prior to each LC-MS batch and their peaks and retention time manually checked using the ToxID software (ThermoFisher). Metabolomics data were analysed using the IDEOM workflow (Creek et al. 2012) . Briefly, the IDEOM processing pipeline uses msconvert for conversion of raw files to mzXML files and split polarity, XCMS to extract raw peak intensities and mzMatch to align samples, filter noise, fill missing peaks and annotate related peaks. Manual assessment of spiked internal standards, total ion chromatograms and median peak heights ensured signal reproducibility and allowed exclusion of outlier samples. High confidence metabolite identification (MSI level 1) was made by matching accurate mass and retention time to authentic metabolite standards. Putative identifications (MSI level 2) for metabolites lacking standards were based on exact mass and predicted retention times.
AN001999 | chromatography_metadata | CHROMATOGRAPHY_SUMMARY | The 32 min gradient HPLC run was from 80% B to 50% B over 15 min, then to 5% B at 18 min, followed by a wash with 5% B for 3 min and re-equilibrated with 80% B at a flow rate of 0.3 mL/min.
AN001999 | chromatography_metadata | CHROMATOGRAPHY_TYPE | pHILIC
AN001999 | chromatography_metadata | INSTRUMENT_NAME | Thermo Dionex Ultimate 3000
AN001999 | chromatography_metadata | COLUMN_NAME | SeQuant ZIC- pHILIC (150 x 2.1mm, 5um)
AN001999 | chromatography_metadata | SOLVENT_A | 20 mM ammonium carbonate
AN001999 | chromatography_metadata | SOLVENT_B | 100% acetonitrile
AN001999 | missingness | n_missing | 2315
AN001999 | missingness | n_value | 56350
AN001999 | missingness | perc_missing | 4.10825199645075
AN001999 | binomial_statistics | estimate | 0.918265813788202
AN001999 | binomial_statistics | statistic | 1292
AN001999 | binomial_statistics | p.value | 9.96198779979207e-253
AN001999 | binomial_statistics | parameter | 1407
AN001999 | binomial_statistics | conf.low | 0.905236770842147
AN001999 | binomial_statistics | conf.high | 1
AN001999 | binomial_statistics | method | Exact binomial test
AN001999 | binomial_statistics | alternative | greater
AN002008 | measurement_metadata | INSTRUMENT_NAME | ABI Sciex 5600+ TripleTOF
AN002008 | measurement_metadata | INSTRUMENT_TYPE | QTOF
AN002008 | measurement_metadata | MS_TYPE | ESI
AN002008 | measurement_metadata | ION_MODE | NEGATIVE
AN002008 | measurement_metadata | MS_COMMENTS | MS spectra were acquired in high-resolution mode (>30,000) using a 100-ms accumulation time per spectrum. Full-scan MS/MS was acquired in high sensitivity mode, with an accumulation time optimized per cycle. Collision energy was set using rolling collision energy with a spread of 15V. The identity of a component was confirmed using PeakView® software (SCIEX), and quantification was performed using MultiQuant™ software (SCIEX).
AN002008 | chromatography_metadata | CHROMATOGRAPHY_TYPE | UHPLC
AN002008 | chromatography_metadata | INSTRUMENT_NAME | Ekspert MicroLC 200 system
AN002008 | chromatography_metadata | COLUMN_NAME | Synergiâ„¢ Fusion-RP capillary C18 column (150 Ã— 0.5 mm, 4 Âµm; Phenomenex Inc., Torrance, CA, USA) Inc., Torrance, CA, USA)
AN002008 | missingness | n_missing | 598
AN002008 | missingness | n_value | 3201
AN002008 | missingness | perc_missing | 18.6816619806311
AN002008 | binomial_statistics | estimate | 0.979892761394102
AN002008 | binomial_statistics | statistic | 731
AN002008 | binomial_statistics | p.value | 2.25765674836172e-194
AN002008 | binomial_statistics | parameter | 746
AN002008 | binomial_statistics | conf.low | 0.969206899287508
AN002008 | binomial_statistics | conf.high | 1
AN002008 | binomial_statistics | method | Exact binomial test
AN002008 | binomial_statistics | alternative | greater
AN002009 | measurement_metadata | INSTRUMENT_NAME | ABI Sciex 5600+ TripleTOF
AN002009 | measurement_metadata | INSTRUMENT_TYPE | QTOF
AN002009 | measurement_metadata | MS_TYPE | ESI
AN002009 | measurement_metadata | ION_MODE | NEGATIVE
AN002009 | measurement_metadata | MS_COMMENTS | MS spectra were acquired in high-resolution mode (>30,000) using a 100-ms accumulation time per spectrum. Full-scan MS/MS was acquired in high sensitivity mode, with an accumulation time optimized per cycle. Collision energy was set using rolling collision energy with a spread of 15V. The identity of a component was confirmed using PeakView® software (SCIEX), and quantification was performed using MultiQuant™ software (SCIEX). C18SPE cartridges were purchased from Biotage. All solvents were of HPLC or LC-MS/MS grade and were acquired from Sigma-Aldrich, Fisher Scientific, or VWR International.
AN002009 | chromatography_metadata | CHROMATOGRAPHY_TYPE | UHPLC
AN002009 | chromatography_metadata | INSTRUMENT_NAME | Ekspert MicroLC 200 system
AN002009 | chromatography_metadata | COLUMN_NAME | Synergiâ„¢ Fusion-RP capillary C18 column (150 Ã— 0.5 mm, 4 Âµm; Phenomenex Inc., Torrance, CA, USA) Inc., Torrance, CA, USA)
AN002009 | missingness | n_missing | 248
AN002009 | missingness | n_value | 1938
AN002009 | missingness | perc_missing | 12.796697626419
AN002009 | binomial_statistics | estimate | 0.933884297520661
AN002009 | binomial_statistics | statistic | 339
AN002009 | binomial_statistics | p.value | 1.16217950967732e-72
AN002009 | binomial_statistics | parameter | 363
AN002009 | binomial_statistics | conf.low | 0.908275647526026
AN002009 | binomial_statistics | conf.high | 1
AN002009 | binomial_statistics | method | Exact binomial test
AN002009 | binomial_statistics | alternative | greater
AN002014 | measurement_metadata | INSTRUMENT_NAME | ABI Sciex 5600 TripleTOF
AN002014 | measurement_metadata | INSTRUMENT_TYPE | QTOF
AN002014 | measurement_metadata | MS_TYPE | ESI
AN002014 | measurement_metadata | ION_MODE | POSITIVE
AN002014 | measurement_metadata | MS_COMMENTS | SWATH adquisition
AN002014 | chromatography_metadata | CHROMATOGRAPHY_SUMMARY | Analyses were performed by Agilent 1290 Series UHPLC instrument coupled to Sciex TripleTOF 5600+ MS with duospray source and Pal HTC-XS autosampler from CTC. Positive and negative ESI ionization were used in separate LC-MS runs. Conditions: Acquity UPLC CSH C18 (130Å, 1.7 µm, 2.1 mm X 100 mm) column was utilized with Acquity UPLC CSH C18 VanGuard pre-column (130Å, 1.7 µm, 2.1 mm X 5 mm). The mobile phase was composed of 10 mM ammonium formate and 0.1 % formic acid dissolved in 60:40 ACN:H2O (v/v) (A) and 90:10 (v/v) IPA:ACN (B).
AN002014 | chromatography_metadata | CHROMATOGRAPHY_TYPE | Reversed phase
AN002014 | chromatography_metadata | INSTRUMENT_NAME | Agilent 1290
AN002014 | chromatography_metadata | COLUMN_NAME | Acquity UPLC CSH C18 (130Ã…, 1.7 Âµm, 2.1 mm X 100 mm)
AN002014 | chromatography_metadata | METHODS_FILENAME | ccalcas_Extraction_and_treatment.pdf
AN002014 | missingness | n_missing | 44
AN002014 | missingness | n_value | 10540
AN002014 | missingness | perc_missing | 0.417457305502846
AN002014 | binomial_statistics | estimate | 0.734375
AN002014 | binomial_statistics | statistic | 188
AN002014 | binomial_statistics | p.value | 1.72045369532994e-14
AN002014 | binomial_statistics | parameter | 256
AN002014 | binomial_statistics | conf.low | 0.685119187152212
AN002014 | binomial_statistics | conf.high | 1
AN002014 | binomial_statistics | method | Exact binomial test
AN002014 | binomial_statistics | alternative | greater
AN002015 | measurement_metadata | INSTRUMENT_NAME | ABI Sciex 5600 TripleTOF
AN002015 | measurement_metadata | INSTRUMENT_TYPE | QTOF
AN002015 | measurement_metadata | MS_TYPE | ESI
AN002015 | measurement_metadata | ION_MODE | NEGATIVE
AN002015 | measurement_metadata | MS_COMMENTS | SWATH adquisition
AN002015 | chromatography_metadata | CHROMATOGRAPHY_SUMMARY | Analyses were performed by Agilent 1290 Series UHPLC instrument coupled to Sciex TripleTOF 5600+ MS with duospray source and Pal HTC-XS autosampler from CTC. Positive and negative ESI ionization were used in separate LC-MS runs. Conditions: Acquity UPLC CSH C18 (130Å, 1.7 µm, 2.1 mm X 100 mm) column was utilized with Acquity UPLC CSH C18 VanGuard pre-column (130Å, 1.7 µm, 2.1 mm X 5 mm). The mobile phase was composed of 10 mM ammonium formate and 0.1 % formic acid dissolved in 60:40 ACN:H2O (v/v) (A) and 90:10 (v/v) IPA:ACN (B).
AN002015 | chromatography_metadata | CHROMATOGRAPHY_TYPE | Reversed phase
AN002015 | chromatography_metadata | INSTRUMENT_NAME | Agilent 1290
AN002015 | chromatography_metadata | COLUMN_NAME | Acquity UPLC CSH C18 (130Ã…, 1.7 Âµm, 2.1 mm X 100 mm)
AN002015 | chromatography_metadata | METHODS_FILENAME | ccalcas_Extraction_and_treatment.pdf
AN002015 | missingness | n_missing | 32
AN002015 | missingness | n_value | 8260
AN002015 | missingness | perc_missing | 0.387409200968523
AN002015 | binomial_statistics | estimate | 0.819327731092437
AN002015 | binomial_statistics | statistic | 195
AN002015 | binomial_statistics | p.value | 1.31061498368346e-24
AN002015 | binomial_statistics | parameter | 238
AN002015 | binomial_statistics | conf.low | 0.773286635281097
AN002015 | binomial_statistics | conf.high | 1
AN002015 | binomial_statistics | method | Exact binomial test
AN002015 | binomial_statistics | alternative | greater
AN002017 | measurement_metadata | INSTRUMENT_NAME | Agilent 6530 QTOF
AN002017 | measurement_metadata | INSTRUMENT_TYPE | QTOF
AN002017 | measurement_metadata | MS_TYPE | ESI
AN002017 | measurement_metadata | ION_MODE | POSITIVE
AN002017 | measurement_metadata | MS_COMMENTS | MS acquisition, data processing, and feature assignments were conducted at the West Coast Metabolomics Center. Please reference the attached protocols.
AN002017 | measurement_metadata | MS_RESULTS_FILE | ST001211_AN002017_Results.txt UNITS:Peak height Has m/z:Yes Has RT:Yes RT units:Minutes
AN002017 | chromatography_metadata | CHROMATOGRAPHY_SUMMARY | Biogenic Amines
AN002017 | chromatography_metadata | CHROMATOGRAPHY_TYPE | HILIC
AN002017 | chromatography_metadata | INSTRUMENT_NAME | Agilent 6530
AN002017 | chromatography_metadata | COLUMN_NAME | Waters Acquity BEH Amide (150 x 2.1mm, 1.7um)
AN002017 | missingness | n_missing | 6
AN002017 | missingness | n_value | 4300
AN002017 | missingness | perc_missing | 0.13953488372093
AN002017 | binomial_statistics | estimate | 1
AN002017 | binomial_statistics | statistic | 14
AN002017 | binomial_statistics | p.value | 6.103515625e-05
AN002017 | binomial_statistics | parameter | 14
AN002017 | binomial_statistics | conf.low | 0.807363824349865
AN002017 | binomial_statistics | conf.high | 1
AN002017 | binomial_statistics | method | Exact binomial test
AN002017 | binomial_statistics | alternative | greater
AN002018 | measurement_metadata | INSTRUMENT_NAME | Agilent 6530 QTOF
AN002018 | measurement_metadata | INSTRUMENT_TYPE | QTOF
AN002018 | measurement_metadata | MS_TYPE | ESI
AN002018 | measurement_metadata | ION_MODE | POSITIVE
AN002018 | measurement_metadata | MS_COMMENTS | MS acquisition, data processing, and feature assignments were conducted at the West Coast Metabolomics Center. Please reference the attached protocols.
AN002018 | measurement_metadata | MS_RESULTS_FILE | ST001211_AN002018_Results.txt UNITS:Peak height Has m/z:Yes Has RT:Yes RT units:Minutes
AN002018 | chromatography_metadata | CHROMATOGRAPHY_SUMMARY | Lipidomics
AN002018 | chromatography_metadata | CHROMATOGRAPHY_TYPE | Reversed phase
AN002018 | chromatography_metadata | INSTRUMENT_NAME | Agilent 6530
AN002018 | chromatography_metadata | COLUMN_NAME | Waters Acquity CSH C18 (100 x 2.1mm, 1.7um)
AN002018 | missingness | n_missing | 64
AN002018 | missingness | n_value | 6060
AN002018 | missingness | perc_missing | 1.05610561056106
AN002018 | binomial_statistics | estimate | 0.821917808219178
AN002018 | binomial_statistics | statistic | 120
AN002018 | binomial_statistics | p.value | 6.19802081189453e-16
AN002018 | binomial_statistics | parameter | 146
AN002018 | binomial_statistics | conf.low | 0.761607146336516
AN002018 | binomial_statistics | conf.high | 1
AN002018 | binomial_statistics | method | Exact binomial test
AN002018 | binomial_statistics | alternative | greater
AN002019 | measurement_metadata | INSTRUMENT_NAME | Agilent 6550 QTOF
AN002019 | measurement_metadata | INSTRUMENT_TYPE | QTOF
AN002019 | measurement_metadata | MS_TYPE | ESI
AN002019 | measurement_metadata | ION_MODE | NEGATIVE
AN002019 | measurement_metadata | MS_COMMENTS | MS acquisition, data processing, and feature assignments were conducted at the West Coast Metabolomics Center. Please reference the attached protocols.
AN002019 | measurement_metadata | MS_RESULTS_FILE | ST001211_AN002019_Results.txt UNITS:Peak height Has m/z:Yes Has RT:Yes RT units:Minutes
AN002019 | chromatography_metadata | CHROMATOGRAPHY_SUMMARY | Lipidomics
AN002019 | chromatography_metadata | CHROMATOGRAPHY_TYPE | Reversed phase
AN002019 | chromatography_metadata | INSTRUMENT_NAME | Agilent 6530
AN002019 | chromatography_metadata | COLUMN_NAME | Waters Acquity CSH C18 (100 x 2.1mm, 1.7um)
AN002019 | missingness | n_missing | 2
AN002019 | missingness | n_value | 4600
AN002019 | missingness | perc_missing | 0.0434782608695652
AN002019 | binomial_statistics | estimate | 1
AN002019 | binomial_statistics | statistic | 18
AN002019 | binomial_statistics | p.value | 3.814697265625e-06
AN002019 | binomial_statistics | parameter | 18
AN002019 | binomial_statistics | conf.low | 0.846682446042722
AN002019 | binomial_statistics | conf.high | 1
AN002019 | binomial_statistics | method | Exact binomial test
AN002019 | binomial_statistics | alternative | greater
AN002024 | measurement_metadata | INSTRUMENT_NAME | ABI Sciex 5600+ TripleTOF
AN002024 | measurement_metadata | INSTRUMENT_TYPE | QTOF
AN002024 | measurement_metadata | MS_TYPE | ESI
AN002024 | measurement_metadata | ION_MODE | NEGATIVE
AN002024 | measurement_metadata | MS_COMMENTS | MS spectra were acquired in high-resolution mode (>30,000) using a 100-ms accumulation time per spectrum. Fullscan MS/MS was acquired in high sensitivity mode, with an accumulation time optimized per cycle. Collision energy was set using rolling collision energy with a spread of 15V. The identity of a component was confirmed using PeakView® software (SCIEX), and quantification was performed using MultiQuant™ software (SCIEX).
AN002024 | chromatography_metadata | CHROMATOGRAPHY_TYPE | UHPLC
AN002024 | chromatography_metadata | INSTRUMENT_NAME | ABI Sciex 5600+ TripleTOF
AN002024 | chromatography_metadata | COLUMN_NAME | Synergiâ„¢ Fusion-RP capillary C18 column (150 Ã— 0.5 mm, 4 Âµm; Phenomenex Inc., Torrance, CA, USA) Inc., Torrance, CA, USA)
AN002024 | missingness | n_missing | 273
AN002024 | missingness | n_value | 2400
AN002024 | missingness | perc_missing | 11.375
AN002024 | binomial_statistics | estimate | 0.925690021231423
AN002024 | binomial_statistics | statistic | 436
AN002024 | binomial_statistics | p.value | 1.6981895461918e-89
AN002024 | binomial_statistics | parameter | 471
AN002024 | binomial_statistics | conf.low | 0.902681932668221
AN002024 | binomial_statistics | conf.high | 1
AN002024 | binomial_statistics | method | Exact binomial test
AN002024 | binomial_statistics | alternative | greater
AN002025 | measurement_metadata | INSTRUMENT_NAME | ABI Sciex 5600+ TripleTOF
AN002025 | measurement_metadata | INSTRUMENT_TYPE | QTOF
AN002025 | measurement_metadata | MS_TYPE | ESI
AN002025 | measurement_metadata | ION_MODE | NEGATIVE
AN002025 | measurement_metadata | MS_COMMENTS | MS analysis was performed on a SCIEX TripleTOF® 5600+ system using the HR-MRM strategy consisting of a TOF MS experiment looped with multiple MS/MS experiments. MS spectra were acquired in high-resolution mode (>30,000) using a 100-ms accumulation time per spectrum. Fullscan MS/MS was acquired in high sensitivity mode, with an accumulation time optimized per cycle. Collision energy was set using rolling collision energy with a spread of 15V. The identity of a component was confirmed using PeakView® software (SCIEX), and quantification was performed using MultiQuant™ software (SCIEX).
AN002025 | chromatography_metadata | CHROMATOGRAPHY_TYPE | UHPLC
AN002025 | chromatography_metadata | INSTRUMENT_NAME | ABI Sciex 5600+ TripleTOF
AN002025 | chromatography_metadata | COLUMN_NAME | Synergiâ„¢ Fusion-RP capillary C18 column (150 Ã— 0.5 mm, 4 Âµm; Phenomenex Inc., Torrance, CA, USA) Inc., Torrance, CA, USA)
AN002025 | missingness | n_missing | 186
AN002025 | missingness | n_value | 6300
AN002025 | missingness | perc_missing | 2.95238095238095
AN002025 | binomial_statistics | estimate | 0.756360078277887
AN002025 | binomial_statistics | statistic | 773
AN002025 | binomial_statistics | p.value | 2.63712987362915e-63
AN002025 | binomial_statistics | parameter | 1022
AN002025 | binomial_statistics | conf.low | 0.733250292137338
AN002025 | binomial_statistics | conf.high | 1
AN002025 | binomial_statistics | method | Exact binomial test
AN002025 | binomial_statistics | alternative | greater
AN002026 | measurement_metadata | INSTRUMENT_NAME | ABI Sciex 5600+ TripleTOF
AN002026 | measurement_metadata | INSTRUMENT_TYPE | QTOF
AN002026 | measurement_metadata | MS_TYPE | ESI
AN002026 | measurement_metadata | ION_MODE | NEGATIVE
AN002026 | measurement_metadata | MS_COMMENTS | MS analysis was performed on a SCIEX TripleTOF® 5600+ system using the HR-MRM strategy consisting of a TOF MS experiment looped with multiple MS/MS experiments. MS spectra were acquired in high-resolution mode (>30,000) using a 100-ms accumulation time per spectrum. Fullscan MS/MS was acquired in high sensitivity mode, with an accumulation time optimized per cycle. Collision energy was set using rolling collision energy with a spread of 15V. The identity of a component was confirmed using PeakView® software (SCIEX), and quantification was performed using MultiQuant™ software (SCIEX).
AN002026 | chromatography_metadata | CHROMATOGRAPHY_TYPE | UHPLC
AN002026 | chromatography_metadata | INSTRUMENT_NAME | ABI Sciex 5600+ TripleTOF
AN002026 | chromatography_metadata | COLUMN_NAME | Synergiâ„¢ Fusion-RP capillary C18 column (150 Ã— 0.5 mm, 4 Âµm; Phenomenex Inc., Torrance, CA, USA) Inc., Torrance, CA, USA)
AN002026 | missingness | n_missing | 357
AN002026 | missingness | n_value | 1848
AN002026 | missingness | perc_missing | 19.3181818181818
AN002026 | binomial_statistics | estimate | 0.767878077373974
AN002026 | binomial_statistics | statistic | 655
AN002026 | binomial_statistics | p.value | 4.05905195493836e-58
AN002026 | binomial_statistics | parameter | 853
AN002026 | binomial_statistics | conf.low | 0.742845350970546
AN002026 | binomial_statistics | conf.high | 1
AN002026 | binomial_statistics | method | Exact binomial test
AN002026 | binomial_statistics | alternative | greater
AN002031 | measurement_metadata | INSTRUMENT_NAME | Agilent 6550 QTOF
AN002031 | measurement_metadata | INSTRUMENT_TYPE | QTOF
AN002031 | measurement_metadata | MS_TYPE | ESI
AN002031 | measurement_metadata | ION_MODE | UNSPECIFIED
AN002031 | measurement_metadata | MS_COMMENTS | MS only molecular feature extraction Agilent MassProfinder 8.0
AN002031 | chromatography_metadata | CHROMATOGRAPHY_SUMMARY | Aqueous Normal Phase
AN002031 | chromatography_metadata | CHROMATOGRAPHY_TYPE | Normal phase
AN002031 | chromatography_metadata | INSTRUMENT_NAME | Agilent 6550
AN002031 | chromatography_metadata | COLUMN_NAME | Cogent Diamond Hydrideâ„¢ HPLC columns, MicroSolv Technology Corporation
AN002031 | chromatography_metadata | FLOW_GRADIENT | linear
AN002031 | chromatography_metadata | FLOW_RATE | 0.4ml/min
AN002031 | chromatography_metadata | COLUMN_TEMPERATURE | 25
AN002031 | chromatography_metadata | SOLVENT_A | 50% IPA
AN002031 | chromatography_metadata | SOLVENT_B | 90%ACN
AN002031 | missingness | n_missing | 154
AN002031 | missingness | n_value | 4944
AN002031 | missingness | perc_missing | 3.11488673139159
AN002031 | binomial_statistics | estimate | 0.681286549707602
AN002031 | binomial_statistics | statistic | 233
AN002031 | binomial_statistics | p.value | 8.80059304487266e-12
AN002031 | binomial_statistics | parameter | 342
AN002031 | binomial_statistics | conf.low | 0.637311695105896
AN002031 | binomial_statistics | conf.high | 1
AN002031 | binomial_statistics | method | Exact binomial test
AN002031 | binomial_statistics | alternative | greater
AN002054 | measurement_metadata | INSTRUMENT_NAME | Thermo Q Exactive Orbitrap
AN002054 | measurement_metadata | INSTRUMENT_TYPE | Orbitrap
AN002054 | measurement_metadata | MS_TYPE | ESI
AN002054 | measurement_metadata | ION_MODE | POSITIVE
AN002054 | measurement_metadata | MS_COMMENTS | High resolution, accurate mass data were acquired using a system comprised of a Shimadzu Nexera X2 U-HPLC (Shimadzu Corp.; Marlborough, MA) coupled to a Q Exactive hybrid quadrupole orbitrap mass spectrometer (Thermo Fisher Scientific; Waltham, MA). MS analyses were carried out using electrospray ionization in the positive ion mode using full scan analysis over 70-800 m/z at 70,000 resolution and 3 Hz data acquisition rate. Other MS settings were: sheath gas 40, sweep gas 2, spray voltage 3.5 kV, capillary temperature 350°C, S-lens RF 40, heater temperature 300°C, microscans 1, automatic gain control target 1e6, and maximum ion time 250 ms. Raw data were processed using TraceFinder software (Thermo Fisher Scientific; Waltham, MA) and Progenesis QI (Nonlinear Dynamics; Newcastle upon Tyne, UK). The identities of 202 profiled metabolites were confirmed using reference standards.
AN002054 | chromatography_metadata | CHROMATOGRAPHY_SUMMARY | Extracts (10 µL) were injected onto a 150 x 2.1 mm Atlantis HILIC column (Waters). The column was eluted isocratically at a flow rate of 250 µL/min with 5% mobile phase A (10 mM ammonium formate and 0.1% formic acid in water) for 1 minute followed by a linear gradient to 40% mobile phase B (acetonitrile with 0.1% formic acid) over 10 minutes
AN002054 | chromatography_metadata | CHROMATOGRAPHY_TYPE | HILIC
AN002054 | chromatography_metadata | INSTRUMENT_NAME | Shimadzu Nexera X2
AN002054 | chromatography_metadata | COLUMN_NAME | Waters Atlantis HILIC (150 x 2.1 mm)
AN002054 | chromatography_metadata | FLOW_RATE | 250 µL/min
AN002054 | chromatography_metadata | COLUMN_TEMPERATURE | 30
AN002054 | chromatography_metadata | SOLVENT_A | 10 mM ammonium formate and 0.1% formic acid in water
AN002054 | chromatography_metadata | SOLVENT_B | acetonitrile with 0.1% formic acid
AN002054 | missingness | n_missing | 952
AN002054 | missingness | n_value | 49044
AN002054 | missingness | perc_missing | 1.94111410162303
AN002054 | binomial_statistics | estimate | 0.910293509714758
AN002054 | binomial_statistics | statistic | 2202
AN002054 | binomial_statistics | p.value | 0
AN002054 | binomial_statistics | parameter | 2419
AN002054 | binomial_statistics | conf.low | 0.900157456782864
AN002054 | binomial_statistics | conf.high | 1
AN002054 | binomial_statistics | method | Exact binomial test
AN002054 | binomial_statistics | alternative | greater
AN002075 | measurement_metadata | INSTRUMENT_NAME | Agilent CE-TOFMS
AN002075 | measurement_metadata | INSTRUMENT_TYPE | Other
AN002075 | measurement_metadata | MS_TYPE | ESI
AN002075 | measurement_metadata | ION_MODE | POSITIVE
AN002075 | measurement_metadata | MS_COMMENTS | In-house software (MasterHands) was used for peak area integration and annotation.
AN002075 | chromatography_metadata | CHROMATOGRAPHY_TYPE | CE
AN002075 | chromatography_metadata | INSTRUMENT_NAME | Agilent CE
AN002075 | chromatography_metadata | COLUMN_NAME | Fused-silica, i.d. 50 Âµm(cation)
AN002075 | chromatography_metadata | INTERNAL_STANDARD | 20 μM of methionine sulfone
AN002075 | missingness | n_missing | 157
AN002075 | missingness | n_value | 1250
AN002075 | missingness | perc_missing | 12.56
AN002075 | binomial_statistics | estimate | 0.858974358974359
AN002075 | binomial_statistics | statistic | 67
AN002075 | binomial_statistics | p.value | 3.05915522762027e-11
AN002075 | binomial_statistics | parameter | 78
AN002075 | binomial_statistics | conf.low | 0.777381038330438
AN002075 | binomial_statistics | conf.high | 1
AN002075 | binomial_statistics | method | Exact binomial test
AN002075 | binomial_statistics | alternative | greater
AN002089 | measurement_metadata | INSTRUMENT_NAME | ABI Sciex 6600 TripleTOF
AN002089 | measurement_metadata | INSTRUMENT_TYPE | QTOF
AN002089 | measurement_metadata | MS_TYPE | ESI
AN002089 | measurement_metadata | ION_MODE | POSITIVE
AN002089 | measurement_metadata | MS_COMMENTS | None
AN002089 | chromatography_metadata | CHROMATOGRAPHY_TYPE | HILIC
AN002089 | chromatography_metadata | INSTRUMENT_NAME | Waters Acquity
AN002089 | chromatography_metadata | COLUMN_NAME | Waters Acquity BEH Amide (150 x 2.1mm, 1.7um)
AN002089 | missingness | n_missing | 241
AN002089 | missingness | n_value | 9956
AN002089 | missingness | perc_missing | 2.42065086380072
AN002089 | binomial_statistics | estimate | 0.971518987341772
AN002089 | binomial_statistics | statistic | 307
AN002089 | binomial_statistics | p.value | 5.95457584551403e-79
AN002089 | binomial_statistics | parameter | 316
AN002089 | binomial_statistics | conf.low | 0.950826916428801
AN002089 | binomial_statistics | conf.high | 1
AN002089 | binomial_statistics | method | Exact binomial test
AN002089 | binomial_statistics | alternative | greater
AN002104 | measurement_metadata | INSTRUMENT_NAME | Thermo Q Exactive Orbitrap
AN002104 | measurement_metadata | INSTRUMENT_TYPE | Orbitrap
AN002104 | measurement_metadata | MS_TYPE | ESI
AN002104 | measurement_metadata | ION_MODE | UNSPECIFIED
AN002104 | measurement_metadata | MS_COMMENTS | POSITIVE AND NEGATIVE MODES IN ESI. MS AND MS2 MODES WERE USED. Different sample amounts were injected into the MS (described in the metadata), so before data analysis, the raw abundances in pmol need to be normalised to the amount injected. The raw data provided is in pmol per amount injected into the MS. As different amounts were injected you need to divide by the amount injected and the original concentration of the sample (which was 5mg/ml) to get pmol/mg of tissue weight. The detection limit given by Lipotype Ltd for the machine is 1pmol, and values less than that should also be removed from the raw data before analysis. When we normalised the data (normalised data not provided here), we required the presence of 80% or more 'non-zero' values in either group. Otherwise the feature was excluded.
AN002104 | chromatography_metadata | CHROMATOGRAPHY_TYPE | None (Direct infusion)
AN002104 | chromatography_metadata | INSTRUMENT_NAME | none
AN002104 | chromatography_metadata | COLUMN_NAME | none
AN002104 | missingness | n_missing | 3629
AN002104 | missingness | n_value | 15860
AN002104 | missingness | perc_missing | 22.8814627994956
AN002104 | binomial_statistics | estimate | 0.745362233938684
AN002104 | binomial_statistics | statistic | 3817
AN002104 | binomial_statistics | p.value | 3.66558819534738e-282
AN002104 | binomial_statistics | parameter | 5121
AN002104 | binomial_statistics | conf.low | 0.735148786500387
AN002104 | binomial_statistics | conf.high | 1
AN002104 | binomial_statistics | method | Exact binomial test
AN002104 | binomial_statistics | alternative | greater
AN002109 | measurement_metadata | INSTRUMENT_NAME | Thermo Fusion Orbitrap
AN002109 | measurement_metadata | INSTRUMENT_TYPE | Orbitrap
AN002109 | measurement_metadata | MS_TYPE | ESI
AN002109 | measurement_metadata | MS_COMMENTS | High sample throughput ( 16 min total cycle time per sample, <7 min for MS1 portion) was achieved using the nanoelectrospray TriVersa NanoMate (Advion Biosciences, Ithaca, NY, USA) with 1.5 kV electrospray voltage and 0.4 psi head pressure. UHR-FTMS data were acquired from an Orbitrap Fusion Tribrid (Thermo Scientific, San Jose, CA, USA) set at a resolving power of 450,000 (at 200 m/z) for MS1 full scans using 10 microscans per scan in the m/z range of 150e1,600, achieving sub ppm mass accuracy through <1200 m/z in positive mode. AGC (Automatic Gain Control) target was set to 1e5 and maximal injection time was set to 100 ms. During the MS1 run, the top 500 most intense monoisotopic precursor ions were isolated via quadrupole using 1m/z isolation window and HCD (Higher Energy Collisional Dissociation) set at 25% collision energy was performed in positive mode for datadependent MS2 at a resolving power of 120,000 (at 200 m/z) to obtain fragments for acyl chain assignment and neutral loss of specific head groups. The AGC target was set to 5e4 with maximal injection time of 500 ms. MS2 does not distinguish the sn1 and sn2 acyl positions of glycerolipids, nor the position of unsaturations in acyl chains and acyl branching. Representative full scan MS along with an example MS2 spectrum are shown in Fig. S2. The UHR-FTMS raw data were assigned by our (CESB) in-house software PREMISE (PRecalculated Exact Mass Isotopologue Search Engine) that compares UHR-FTMS m/z data against our metabolite m/z library (calculated with mass accuracy to the 5th decimal point) to discern all known lipid MF and their 13C isotopologues, including hypothetical lipids, while simultaneously taking into account all of the major adducts (here Hþ, Naþ, Kþ and NHþ4 ) [50,51]. An in-house developed natural abundance (NA) correction algorithm [52,53] was applied to simultaneously examine the distribution of naturally occurring 13C isotopologues of the unlabeled lipids to help verify the assigned molecular formulae, and to eliminate non- monoisotopic 13C isotopologues from further analysis. For statistical classification, we used only high accuracy monoisotopic m/z values that mapped to lipid molecular formulae, and multiple adducts of each were tracked throughout to avoid redundancy. Below, such m/z values are referred to as “lipid features”, and neither molecular formulae nor lipid names were directly used. The number of assigned lipid features in each sample varied from 1 to 70. After combining all samples into a master file, the data set had a total of 430 such lipid features. Prior to multivariate statistical analyses, MS1 peaks arising from solvent blanks and known contaminants were removed from the lipid feature lists. As absolute intensities vary from sample to sample, the lipid features must be normalized. The intensities of the lipid features in each sample were thus normalized to the summed intensities of all mass peaks that were non-zero in 20%, 50%, 75%, 97%, 100% of all samples. This is equivalent to estimating the mole fraction of each lipid feature present, and therefore can be used for determining relative changes in composition. We found that normalization using the summed intensities of lipid features that were non-zero in 20% of all samples provided the best statistical outcome according to the ROC analysis.
AN002109 | measurement_metadata | ION_MODE | POSITIVE
AN002109 | chromatography_metadata | INSTRUMENT_NAME | Thermo Orbitrap Fusion
AN002109 | chromatography_metadata | COLUMN_NAME | none
AN002109 | chromatography_metadata | CHROMATOGRAPHY_TYPE | None (Direct infusion)
AN002109 | missingness | n_missing | 7197
AN002109 | missingness | n_value | 33345
AN002109 | missingness | perc_missing | 21.5834457939721
AN002109 | binomial_statistics | estimate | 0.612520809161076
AN002109 | binomial_statistics | statistic | 12142
AN002109 | binomial_statistics | p.value | 2.11049686168067e-222
AN002109 | binomial_statistics | parameter | 19823
AN002109 | binomial_statistics | conf.low | 0.606792143177868
AN002109 | binomial_statistics | conf.high | 1
AN002109 | binomial_statistics | method | Exact binomial test
AN002109 | binomial_statistics | alternative | greater
AN002112 | measurement_metadata | INSTRUMENT_NAME | Thermo Q Exactive Orbitrap
AN002112 | measurement_metadata | INSTRUMENT_TYPE | Orbitrap
AN002112 | measurement_metadata | MS_TYPE | ESI
AN002112 | measurement_metadata | ION_MODE | UNSPECIFIED
AN002112 | measurement_metadata | MS_COMMENTS | Samples were ran in positive and negative ion mode
AN002112 | chromatography_metadata | CHROMATOGRAPHY_TYPE | Reversed phase
AN002112 | chromatography_metadata | INSTRUMENT_NAME | Accela 600
AN002112 | chromatography_metadata | COLUMN_NAME | Thermo Acclaim C30 2.1x150 mm, 3Âµm
AN002112 | missingness | n_missing | 11540
AN002112 | missingness | n_value | 48480
AN002112 | missingness | perc_missing | 23.8036303630363
AN002112 | binomial_statistics | estimate | 0.923452768729642
AN002112 | binomial_statistics | statistic | 1134
AN002112 | binomial_statistics | p.value | 1.36236498562908e-227
AN002112 | binomial_statistics | parameter | 1228
AN002112 | binomial_statistics | conf.low | 0.909796356159195
AN002112 | binomial_statistics | conf.high | 1
AN002112 | binomial_statistics | method | Exact binomial test
AN002112 | binomial_statistics | alternative | greater
AN002113 | measurement_metadata | INSTRUMENT_NAME | Thermo Q Exactive Orbitrap
AN002113 | measurement_metadata | INSTRUMENT_TYPE | Orbitrap
AN002113 | measurement_metadata | MS_TYPE | ESI
AN002113 | measurement_metadata | ION_MODE | POSITIVE
AN002113 | measurement_metadata | MS_COMMENTS | A Heated Electrospray Ionization Source (HESI) was operated at a spray voltage of 4.4kV, a HESI vaporization temperature of 275°C, a sheath gas pressure of 45 arbitrary units, and an auxillary gas flow of 15 arbitrary units. The ion transfer tube was kept at a temperature of 350°C. The scan range was set at 150-1500 m/z.
AN002113 | chromatography_metadata | CHROMATOGRAPHY_TYPE | Reversed phase
AN002113 | chromatography_metadata | INSTRUMENT_NAME | Thermo Accela 600
AN002113 | chromatography_metadata | COLUMN_NAME | Thermo Acclaim C18 (150 x 2.1mm, 3Âµm)
AN002113 | missingness | n_missing | 1080
AN002113 | missingness | n_value | 2046
AN002113 | missingness | perc_missing | 52.7859237536657
AN002113 | binomial_statistics | estimate | 0.6953125
AN002113 | binomial_statistics | statistic | 445
AN002113 | binomial_statistics | p.value | 1.0032420746467e-23
AN002113 | binomial_statistics | parameter | 640
AN002113 | binomial_statistics | conf.low | 0.663973985941559
AN002113 | binomial_statistics | conf.high | 1
AN002113 | binomial_statistics | method | Exact binomial test
AN002113 | binomial_statistics | alternative | greater
AN002114 | measurement_metadata | INSTRUMENT_NAME | Thermo Q Exactive Orbitrap
AN002114 | measurement_metadata | INSTRUMENT_TYPE | Orbitrap
AN002114 | measurement_metadata | MS_TYPE | ESI
AN002114 | measurement_metadata | ION_MODE | NEGATIVE
AN002114 | measurement_metadata | MS_COMMENTS | A Heated Electrospray Ionization Source (HESI) was operated at a spray voltage of 4.4kV, a HESI vaporization temperature of 275°C, a sheath gas pressure of 45 arbitrary units, and an auxillary gas flow of 15 arbitrary units. The ion transfer tube was kept at a temperature of 350°C. The scan range was set at 150-1500 m/z.
AN002114 | chromatography_metadata | CHROMATOGRAPHY_TYPE | Reversed phase
AN002114 | chromatography_metadata | INSTRUMENT_NAME | Thermo Accela 600
AN002114 | chromatography_metadata | COLUMN_NAME | Thermo Acclaim C18 (150 x 2.1mm, 3Âµm)
AN002114 | missingness | n_missing | 1018
AN002114 | missingness | n_value | 1798
AN002114 | missingness | perc_missing | 56.6184649610679
AN002114 | binomial_statistics | estimate | 0.5718901453958
AN002114 | binomial_statistics | statistic | 354
AN002114 | binomial_statistics | p.value | 0.000198146777762705
AN002114 | binomial_statistics | parameter | 619
AN002114 | binomial_statistics | conf.low | 0.538165432719863
AN002114 | binomial_statistics | conf.high | 1
AN002114 | binomial_statistics | method | Exact binomial test
AN002114 | binomial_statistics | alternative | greater
AN002142 | measurement_metadata | INSTRUMENT_NAME | Several
AN002142 | measurement_metadata | INSTRUMENT_TYPE | Several
AN002142 | measurement_metadata | MS_TYPE | Other
AN002142 | measurement_metadata | ION_MODE | UNSPECIFIED
AN002142 | measurement_metadata | MS_COMMENTS | See publication for details. <a href=https://doi.org/10.1016/j.cell.2012.06.054>publication</a>
AN002142 | chromatography_metadata | CHROMATOGRAPHY_SUMMARY | See publication for details <a href=https://doi.org/10.1016/j.cell.2012.06.054>publication</a>
AN002142 | chromatography_metadata | CHROMATOGRAPHY_TYPE | Several
AN002142 | chromatography_metadata | INSTRUMENT_NAME | Several
AN002142 | chromatography_metadata | COLUMN_NAME | Several
AN002142 | missingness | n_missing | 924
AN002142 | missingness | n_value | 9756
AN002142 | missingness | perc_missing | 9.47109471094711
AN002142 | binomial_statistics | estimate | 0.504996668887408
AN002142 | binomial_statistics | statistic | 2274
AN002142 | binomial_statistics | p.value | 0.256012502491719
AN002142 | binomial_statistics | parameter | 4503
AN002142 | binomial_statistics | conf.low | 0.492630489064478
AN002142 | binomial_statistics | conf.high | 1
AN002142 | binomial_statistics | method | Exact binomial test
AN002142 | binomial_statistics | alternative | greater
AN002145 | measurement_metadata | INSTRUMENT_NAME | ISQ LT, Thermo Fisher Scientific
AN002145 | measurement_metadata | INSTRUMENT_TYPE | GC-ITQ
AN002145 | measurement_metadata | MS_TYPE | EI
AN002145 | measurement_metadata | ION_MODE | POSITIVE
AN002145 | measurement_metadata | MS_COMMENTS | Mass spectra were recorded in electronic impact (EI) mode at 70 eV, scanning at 40-600 m/z range, scan time 0.2 sec. Mass spectrometric solvent delay was settled as 9 min.
AN002145 | measurement_metadata | ACQUISITION_DATE | 22/05/18 till 31/05/18
AN002145 | measurement_metadata | FRAGMENTATION_METHOD | EI-MS
AN002145 | measurement_metadata | HELIUM_FLOW | 1 ml/min
AN002145 | measurement_metadata | ION_SOURCE_TEMPERATURE | 260
AN002145 | measurement_metadata | IONIZATION_ENERGY | 70 eV
AN002145 | measurement_metadata | MASS_ACCURACY | Unit Resolution
AN002145 | measurement_metadata | PRECURSOR_TYPE | Full scan
AN002145 | measurement_metadata | SOURCE_TEMPERATURE | 260
AN002145 | measurement_metadata | SCAN_RANGE_MOVERZ | 40-600
AN002145 | chromatography_metadata | CHROMATOGRAPHY_SUMMARY | The derivatized extracts were injected into a TG-5MS capillary column (30 m x 0.25 mm x 0.25 µm) (Thermo Fisher Scientific, Waltham, MA, USA) using a gas chromatograph apparatus (Trace GC 1310, Thermo Fisher Scientific, Waltham, MA, USA) equipped with a single quadrupole mass spectrometer (ISQ LT, Thermo Fisher Scientific, Waltham, Massachusetts, US). Injector and source were set at 250°C and 260°C temperature, respectively. One µl of sample was injected in splitless mode with a helium flow of 1 ml/min using the following programmed temperature: isothermal 5 min at 70 °C followed by a 5°C/ min ramp to 350 °C and a final 5 min heating at 330°C.
AN002145 | chromatography_metadata | CHROMATOGRAPHY_TYPE | GC
AN002145 | chromatography_metadata | INSTRUMENT_NAME | Trace GC 1310, Thermo Fisher Scientific
AN002145 | chromatography_metadata | COLUMN_NAME | TG-5MS
AN002145 | chromatography_metadata | FLOW_RATE | 1 ml/min
AN002145 | chromatography_metadata | COLUMN_TEMPERATURE | programmed temperature: isothermal 5 min at 70 °C followed by a 5°C/ min ramp to 350 °C and a final 5 min heating at 330°C
AN002145 | chromatography_metadata | METHODS_ID | NA
AN002145 | chromatography_metadata | INJECTION_TEMPERATURE | 250
AN002145 | chromatography_metadata | INTERNAL_STANDARD | Adonitol (0.0002mg/ml of pure water) 60 μL per sample
AN002145 | chromatography_metadata | RETENTION_INDEX | Alkanes mixture C10-C40
AN002145 | chromatography_metadata | RETENTION_TIME | Alkanes mixture C10-C40
AN002145 | chromatography_metadata | OVEN_TEMPERATURE | programmed temperature: isothermal 5 min at 70 °C followed by a 5°C/ min ramp to 350 °C and a final 5 min heating at 330°C
AN002145 | chromatography_metadata | TRANSFERLINE_TEMPERATURE | 250
AN002145 | chromatography_metadata | SAMPLE_SYRINGE_SIZE | 10 μL
AN002145 | chromatography_metadata | RANDOMIZATION_ORDER | YES
AN002145 | missingness | n_missing | 2108
AN002145 | missingness | n_value | 4756
AN002145 | missingness | perc_missing | 44.322960470984
AN002145 | binomial_statistics | estimate | 0.525733259546209
AN002145 | binomial_statistics | statistic | 950
AN002145 | binomial_statistics | p.value | 0.0152082229762967
AN002145 | binomial_statistics | parameter | 1807
AN002145 | binomial_statistics | conf.low | 0.506114247598035
AN002145 | binomial_statistics | conf.high | 1
AN002145 | binomial_statistics | method | Exact binomial test
AN002145 | binomial_statistics | alternative | greater
AN002149 | measurement_metadata | INSTRUMENT_NAME | ABI Sciex 5600+ TripleTOF
AN002149 | measurement_metadata | INSTRUMENT_TYPE | QTOF
AN002149 | measurement_metadata | MS_TYPE | ESI
AN002149 | measurement_metadata | ION_MODE | POSITIVE
AN002149 | measurement_metadata | MS_COMMENTS | MSMS acquisition followed by LipidBLAST identification and targeted data extraction from MS1 trace for identified lipids
AN002149 | chromatography_metadata | CHROMATOGRAPHY_TYPE | Reversed phase
AN002149 | chromatography_metadata | INSTRUMENT_NAME | Shimadzu Nexera X2
AN002149 | chromatography_metadata | COLUMN_NAME | Waters Acquity BEH HSS T3 (50 x 2.1mm, 1.8um)
AN002149 | missingness | n_missing | 175
AN002149 | missingness | n_value | 65450
AN002149 | missingness | perc_missing | 0.267379679144385
AN002149 | binomial_statistics | estimate | 0.965870307167236
AN002149 | binomial_statistics | statistic | 849
AN002149 | binomial_statistics | p.value | 1.22703141053404e-209
AN002149 | binomial_statistics | parameter | 879
AN002149 | binomial_statistics | conf.low | 0.953990821596309
AN002149 | binomial_statistics | conf.high | 1
AN002149 | binomial_statistics | method | Exact binomial test
AN002149 | binomial_statistics | alternative | greater
AN002150 | measurement_metadata | INSTRUMENT_NAME | ABI Sciex 5600+ TripleTOF
AN002150 | measurement_metadata | INSTRUMENT_TYPE | QTOF
AN002150 | measurement_metadata | MS_TYPE | ESI
AN002150 | measurement_metadata | ION_MODE | NEGATIVE
AN002150 | measurement_metadata | MS_COMMENTS | MSMS acquisition followed by LipidBLAST identification and targeted data extraction from MS1 trace for identified lipids
AN002150 | chromatography_metadata | CHROMATOGRAPHY_TYPE | Reversed phase
AN002150 | chromatography_metadata | INSTRUMENT_NAME | Shimadzu Nexera X2
AN002150 | chromatography_metadata | COLUMN_NAME | Waters Acquity BEH HSS T3 (50 x 2.1mm, 1.8um)
AN002150 | missingness | n_missing | 48
AN002150 | missingness | n_value | 45738
AN002150 | missingness | perc_missing | 0.104945559491014
AN002150 | binomial_statistics | estimate | 0.867088607594937
AN002150 | binomial_statistics | statistic | 274
AN002150 | binomial_statistics | p.value | 3.51953611744352e-43
AN002150 | binomial_statistics | parameter | 316
AN002150 | binomial_statistics | conf.low | 0.831508023557228
AN002150 | binomial_statistics | conf.high | 1
AN002150 | binomial_statistics | method | Exact binomial test
AN002150 | binomial_statistics | alternative | greater
AN002164 | measurement_metadata | INSTRUMENT_NAME | Agilent G3250AA LC/MSD TOF system
AN002164 | measurement_metadata | INSTRUMENT_TYPE | Other
AN002164 | measurement_metadata | MS_TYPE | ESI
AN002164 | measurement_metadata | ION_MODE | POSITIVE
AN002164 | measurement_metadata | MS_COMMENTS | In-house software (MasterHands) was used for peak area integration and annotation.
AN002164 | chromatography_metadata | CHROMATOGRAPHY_TYPE | Other
AN002164 | chromatography_metadata | INSTRUMENT_NAME | Agilent 7100 CE
AN002164 | chromatography_metadata | COLUMN_NAME | Fused-silica, i.d. 50 Âµm(cation)
AN002164 | chromatography_metadata | INTERNAL_STANDARD | 20 μM of methionine sulfone
AN002164 | missingness | n_missing | 238
AN002164 | missingness | n_value | 2016
AN002164 | missingness | perc_missing | 11.8055555555556
AN002164 | binomial_statistics | estimate | 0.809954751131222
AN002164 | binomial_statistics | statistic | 179
AN002164 | binomial_statistics | p.value | 1.24252590619609e-21
AN002164 | binomial_statistics | parameter | 221
AN002164 | binomial_statistics | conf.low | 0.761247322279072
AN002164 | binomial_statistics | conf.high | 1
AN002164 | binomial_statistics | method | Exact binomial test
AN002164 | binomial_statistics | alternative | greater
AN002166 | measurement_metadata | INSTRUMENT_NAME | Agilent G3250AA LC/MSD TOF system
AN002166 | measurement_metadata | INSTRUMENT_TYPE | Other
AN002166 | measurement_metadata | MS_TYPE | ESI
AN002166 | measurement_metadata | ION_MODE | POSITIVE
AN002166 | measurement_metadata | MS_COMMENTS | In-house software (MasterHands) was used for peak area integration and annotation.
AN002166 | chromatography_metadata | CHROMATOGRAPHY_TYPE | Other
AN002166 | chromatography_metadata | INSTRUMENT_NAME | Agilent 7100 CE
AN002166 | chromatography_metadata | COLUMN_NAME | Fused-silica, i.d. 50 Âµm(cation)
AN002166 | chromatography_metadata | INTERNAL_STANDARD | 20 μM of methionine sulfone
AN002166 | missingness | n_missing | 301
AN002166 | missingness | n_value | 2964
AN002166 | missingness | perc_missing | 10.1551956815115
AN002166 | binomial_statistics | estimate | 0.688639551192146
AN002166 | binomial_statistics | statistic | 491
AN002166 | binomial_statistics | p.value | 1.49402688576014e-24
AN002166 | binomial_statistics | parameter | 713
AN002166 | binomial_statistics | conf.low | 0.658868041067029
AN002166 | binomial_statistics | conf.high | 1
AN002166 | binomial_statistics | method | Exact binomial test
AN002166 | binomial_statistics | alternative | greater
AN002172 | measurement_metadata | INSTRUMENT_NAME | Thermo Q Exactive Orbitrap
AN002172 | measurement_metadata | INSTRUMENT_TYPE | Orbitrap
AN002172 | measurement_metadata | MS_TYPE | ESI
AN002172 | measurement_metadata | ION_MODE | POSITIVE
AN002172 | measurement_metadata | MS_COMMENTS | DPSOHV ZHUH injected onto a Dionex RSLC U3000 LC system (Thermo) fitted with a ZIC-pHILIC column SDUWLFOH VL DPPRQLXP FDUERQDWH DQG acetonitrile (B) were used as the mobile phases. A 30 min gradient starting from 80% B to 40% B over 20 min, followed by washing at 5% B for 3 min and re-equilibration at 80% B, was used. MS utilised a Q-Exactive Orbitrap MS (Thermo) with a heated electrospray source operating in positive and negative modes (rapid switching) and a mass resolution of 35,000 from m/z 85 to 1,050. Sample injections within the experiment were randomized to avoid any impact of systematic instrument drift on metabolite signals. Retention times for ~350 authentic standards were checked manually to aid metabolite identification. Metabolomics data sets were analysed using IDEOM. Raw files were converted to mzXML with msconvert, extraction of LC-MS peak signals was conducted with the Centwave algorithm in XCMS, alignment of samples and filtering of artefacts with mzMatch, and additional data filtering and metabolite identification in IDEOM.
AN002172 | chromatography_metadata | CHROMATOGRAPHY_TYPE | HILIC
AN002172 | chromatography_metadata | INSTRUMENT_NAME | Thermo Dionex Ultimate 3000 RSLC
AN002172 | chromatography_metadata | COLUMN_NAME | ZIC-pHILIC, Merck
AN002172 | missingness | n_missing | 71
AN002172 | missingness | n_value | 7020
AN002172 | missingness | perc_missing | 1.01139601139601
AN002172 | binomial_statistics | estimate | 0.896193771626298
AN002172 | binomial_statistics | statistic | 259
AN002172 | binomial_statistics | p.value | 6.04552526802412e-47
AN002172 | binomial_statistics | parameter | 289
AN002172 | binomial_statistics | conf.low | 0.861840023929065
AN002172 | binomial_statistics | conf.high | 1
AN002172 | binomial_statistics | method | Exact binomial test
AN002172 | binomial_statistics | alternative | greater
AN002173 | measurement_metadata | INSTRUMENT_NAME | Thermo Q Exactive Orbitrap
AN002173 | measurement_metadata | INSTRUMENT_TYPE | Orbitrap
AN002173 | measurement_metadata | MS_TYPE | ESI
AN002173 | measurement_metadata | ION_MODE | NEGATIVE
AN002173 | measurement_metadata | MS_COMMENTS | DPSOHV ZHUH injected onto a Dionex RSLC U3000 LC system (Thermo) fitted with a ZIC-pHILIC column SDUWLFOH VL P0 DPPRQLXP FDUERQDWH DQG acetonitrile (B) were used as the mobile phases. A 30 min gradient starting from 80% B to 40% B over 20 min, followed by washing at 5% B for 3 min and re-equilibration at 80% B, was used. MS utilised a Q-Exactive Orbitrap MS (Thermo) with a heated electrospray source operating in positive and negative modes (rapid switching) and a mass resolution of 35,000 from m/z 85 to 1,050. Sample injections within the experiment were randomized to avoid any impact of systematic instrument drift on metabolite signals. Retention times for ~350 authentic standards were checked manually to aid metabolite identification. Metabolomics data sets were analysed using IDEOM. Raw files were converted to mzXML with msconvert, extraction of LC-MS peak signals was conducted with the Centwave algorithm in XCMS, alignment of samples and filtering of artefacts with mzMatch, and additional data filtering and metabolite identification in IDEOM.
AN002173 | chromatography_metadata | CHROMATOGRAPHY_TYPE | HILIC
AN002173 | chromatography_metadata | INSTRUMENT_NAME | Thermo Dionex Ultimate 3000 RSLC
AN002173 | chromatography_metadata | COLUMN_NAME | ZIC-pHILIC, Merck
AN002173 | missingness | n_missing | 92
AN002173 | missingness | n_value | 5922
AN002173 | missingness | perc_missing | 1.55352921310368
AN002173 | binomial_statistics | estimate | 0.91701244813278
AN002173 | binomial_statistics | statistic | 221
AN002173 | binomial_statistics | p.value | 2.48166914557089e-44
AN002173 | binomial_statistics | parameter | 241
AN002173 | binomial_statistics | conf.low | 0.881694136815676
AN002173 | binomial_statistics | conf.high | 1
AN002173 | binomial_statistics | method | Exact binomial test
AN002173 | binomial_statistics | alternative | greater
AN002192 | measurement_metadata | INSTRUMENT_NAME | Agilent 6550 QTOF
AN002192 | measurement_metadata | INSTRUMENT_TYPE | QTOF
AN002192 | measurement_metadata | MS_TYPE | ESI
AN002192 | measurement_metadata | ION_MODE | POSITIVE
AN002192 | measurement_metadata | MS_COMMENTS | Analysis was performed for all batches (6) in each mode. Database dependent targeted identification: Metabolites were identified based upon in-house database matching considering retention time, accurate mass, and MSMS matching (when available) matching with pure standards analyzed under the same conditions. Untargeted metabolomics analysis: Parameters for peak picking grouping, and alignment with ‘XCMS’ included centwave feature detection, orbiwarp retention time correction, minimum fraction of samples in one group to be a valid group = 0.25, isotopic ppm error = 10. Width of overlapping m/z slices (mzwid) = 0.003 or 0.015, and retention time window (bw) = 12.4 s and 22 s for ZHP and RPN, respectively. Minimum and maximum peak width were 5 and 20 s for reverse phase and 10 and 60 s for HILIC. The resulting peak table of retention times, m/z values, and peak areas was exported for data processing. Annotation of the untargeted data was facilitated by xMSannotator using the annotation scheme of Schymanski et al. (Environmental Science & Technology, 2014). Level 1 and 2 annotations were those that were confirmed with database dependent annotation. Lower confidence annotations (level 4) are those from the HMDB and T3DB online databases that were highly ranking by xMSannotator. Level 5 annotations were named by “mz_rt”. Metadata for the analysis including the batch and run order of each injection are provided. We also included the Specific gravity measurements and dilution factor performed for each sample prior to data acquisition.
AN002192 | measurement_metadata | CAPILLARY_TEMPERATURE | 250C
AN002192 | measurement_metadata | CAPILLARY_VOLTAGE | 3000
AN002192 | measurement_metadata | MS_RESULTS_FILE | ST001317_AN002192_Results.txt UNITS:Peak Intensity Has m/z:Yes Has RT:Yes RT units:Seconds
AN002192 | chromatography_metadata | CHROMATOGRAPHY_SUMMARY | Sample extracts were analyzed using an ultra-high performance liquid chromatography (UHPLC) 1290 Infinity II system (including 0.3 µm inline filter, Agilent Technologies, Santa Clara, USA) with 1260 Infinity II isocratic pump (including 1:100 splitter) coupled to a 6550 iFunnel quadrupole-time time of flight (Q-TOF) mass spectrometer with a dual AJS electrospray ionization source (Agilent Technologies, Santa Clara, USA). Samples were maintained at 5C in the autosampler module. For polar metabolites separation, 2 uL of sample was injected onto a HILIC SeQuant® ZIC®-HILIC column (100 mm × 2.1 mm, 100 Å, 3.5 µm particle size, Merck, Darmstadt, Germany) with a guard fitting (14 mm × 1 mm, 5.0 µm particle size, Merck, Darmstadt, Germany) maintained at 25C. Separation occurred using Mobile phase A consisted of water with 0.1% formic acid and Mobile phase B consisted of Acetonitrile with 0.1% formic acid at a flow rate of 0.3 ml/min as described in Table 1. Data was acquired with a mass range of 40-1200 m/z. Solvent gradients were as follows: 95% solvent B, hold for 1.5 min; linear decrease to 40% solvent B at 12 minutes; hold for 2 min, linear decrease to 25% solvent B at 14.2 min, hold for 2.8 min; increase to 95% solvent B at 18 min, hold for 7 min.
AN002192 | chromatography_metadata | CHROMATOGRAPHY_TYPE | HILIC
AN002192 | chromatography_metadata | INSTRUMENT_NAME | Agilent 1290 Infinity II
AN002192 | chromatography_metadata | COLUMN_NAME | SeQuant ZIC-HILIC column (100 mm Ã— 2.1 mm, 100 Ã…, 3.5 Âµm particle size, Merck, Darmstadt, Germany) Merck, Darmstadt, Germany)
AN002192 | chromatography_metadata | FLOW_RATE | 0.3 mL/min
AN002192 | chromatography_metadata | COLUMN_TEMPERATURE | 25C
AN002192 | chromatography_metadata | SOLVENT_A | Water with 0.1% formic acid
AN002192 | chromatography_metadata | SOLVENT_B | Acetonitrile with 0.1% formic acid
AN002192 | chromatography_metadata | ANALYTICAL_TIME | 25 min
AN002192 | missingness | n_missing | 2957
AN002192 | missingness | n_value | 29520
AN002192 | missingness | perc_missing | 10.0169376693767
AN002192 | binomial_statistics | estimate | 0.683485745024207
AN002192 | binomial_statistics | statistic | 6353
AN002192 | binomial_statistics | p.value | 8.95360753613534e-281
AN002192 | binomial_statistics | parameter | 9295
AN002192 | binomial_statistics | conf.low | 0.675454834125663
AN002192 | binomial_statistics | conf.high | 1
AN002192 | binomial_statistics | method | Exact binomial test
AN002192 | binomial_statistics | alternative | greater
AN002245 | measurement_metadata | INSTRUMENT_NAME | Sciex 6500+ QTrap
AN002245 | measurement_metadata | INSTRUMENT_TYPE | Triple quadrupole
AN002245 | measurement_metadata | MS_TYPE | ESI
AN002245 | measurement_metadata | ION_MODE | POSITIVE
AN002245 | measurement_metadata | MS_COMMENTS | -
AN002245 | chromatography_metadata | CHROMATOGRAPHY_SUMMARY | FIA-MS/MS
AN002245 | chromatography_metadata | CHROMATOGRAPHY_TYPE | None (Direct infusion)
AN002245 | chromatography_metadata | INSTRUMENT_NAME | Agilent 1290
AN002245 | chromatography_metadata | COLUMN_NAME | -
AN002245 | chromatography_metadata | COLUMN_TEMPERATURE | 25 °C
AN002245 | chromatography_metadata | SOLVENT_A | none
AN002245 | chromatography_metadata | SOLVENT_B | 290 mL of methanol plus 10 mL of Biocrates' FIA solvent ampule
AN002245 | missingness | n_missing | 1990
AN002245 | missingness | n_value | 24080
AN002245 | missingness | perc_missing | 8.2641196013289
AN002245 | binomial_statistics | estimate | 0.952323909918543
AN002245 | binomial_statistics | statistic | 3975
AN002245 | binomial_statistics | p.value | 0
AN002245 | binomial_statistics | parameter | 4174
AN002245 | binomial_statistics | conf.low | 0.946539450739977
AN002245 | binomial_statistics | conf.high | 1
AN002245 | binomial_statistics | method | Exact binomial test
AN002245 | binomial_statistics | alternative | greater
AN002293 | measurement_metadata | INSTRUMENT_NAME | Thermo Q Exactive HF hybrid Orbitrap
AN002293 | measurement_metadata | INSTRUMENT_TYPE | Orbitrap
AN002293 | measurement_metadata | MS_TYPE | ESI
AN002293 | measurement_metadata | ION_MODE | NEGATIVE
AN002293 | measurement_metadata | MS_COMMENTS | Full MS is performed in positive and negative mode separately, and the mass scan range is 60 to 900 m/z. In addition to MS data acquisition 1, parallel reaction monitoring (PRM) data are acquired for the important intermediates involved in Glycolysis and the TCA cycle.
AN002293 | chromatography_metadata | CHROMATOGRAPHY_SUMMARY | UHPLC-MS was performed using a Vanquish LC (Thermo, San Jose, CA) interfaced with a Q Exactive HF mass spectrometer (Thermo, San Jose, CA). Chromatographic separation was performed on a SeQuant ZIC-pHILIC LC column (150 × 4.6 mm, 5 µm particle size, MilliporeSigma, Burlington, MA). In order to maintain the stable column pressure and further filter the LC solvents, a SeQuant ZIC-pHILIC guard column (20 × 4.6 mm, 5 µm particle size, MilliporeSigma, Burlington, MA) is connected before the LC column. The mobile phase A was aqueous 10 mM ammonium carbonate and 0.05% ammonium hydroxide, and the mobile phase B was 100% acetonitrile. The total running time is 20 minutes. The column temperature was set to 30°C, and the injection volume is 2 µL.
AN002293 | chromatography_metadata | CHROMATOGRAPHY_TYPE | HILIC
AN002293 | chromatography_metadata | INSTRUMENT_NAME | Vanquish
AN002293 | chromatography_metadata | COLUMN_NAME | SeQuant ZIC-pHILIC
AN002293 | chromatography_metadata | FLOW_GRADIENT | 80% B to 20%B over 13 minutes
AN002293 | chromatography_metadata | FLOW_RATE | 0.25 ml/min
AN002293 | chromatography_metadata | COLUMN_TEMPERATURE | 30
AN002293 | chromatography_metadata | SOLVENT_A | aqueous 10 mM ammonium carbonate and 0.05% ammonium hydroxide
AN002293 | chromatography_metadata | SOLVENT_B | 100% acetonitrile
AN002293 | chromatography_metadata | INJECTION_TEMPERATURE | 5
AN002293 | chromatography_metadata | INTERNAL_STANDARD | D-Glucose (2,3,4,5,6-13C5), D-Glucose-6-phosphate (U-13C6), D-Fructose-1, 6-bisphosphate (U-13C6), L-Serine (13C3), Glycine (1,2-13C2), L-Cysteine (3,3-D2), Phosphoenol Pyruvate (2,3-13C2), Lactate (3,3,3-D3), Pyruvate (D3), Acetyl-1,2-13C2 CoA, Citric Acid (2,2,4,4-D4), Alpha-Ketoglutaric Acid (1,2,3,4-13C4), Succinic Acid (D4), Fumaric Acid (D4), DL-Malic Acid (2,3,3-D3), D-Fructose-6-phosphate (U-13C6) are all from Cambridge Isotope Labs.
AN002293 | chromatography_metadata | ANALYTICAL_TIME | 20
AN002293 | missingness | n_missing | 30
AN002293 | missingness | n_value | 1440
AN002293 | missingness | perc_missing | 2.08333333333333
AN002293 | binomial_statistics | estimate | 1
AN002293 | binomial_statistics | statistic | 33
AN002293 | binomial_statistics | p.value | 1.16415321826935e-10
AN002293 | binomial_statistics | parameter | 33
AN002293 | binomial_statistics | conf.low | 0.913218810708525
AN002293 | binomial_statistics | conf.high | 1
AN002293 | binomial_statistics | method | Exact binomial test
AN002293 | binomial_statistics | alternative | greater
AN002306 | measurement_metadata | INSTRUMENT_NAME | Agilent 6540 QTOF
AN002306 | measurement_metadata | INSTRUMENT_TYPE | QTOF
AN002306 | measurement_metadata | MS_TYPE | ESI
AN002306 | measurement_metadata | ION_MODE | POSITIVE
AN002306 | measurement_metadata | MS_COMMENTS | Targeted search (Agilent ProFinder)
AN002306 | chromatography_metadata | CHROMATOGRAPHY_SUMMARY | RP-LCMS-Negative
AN002306 | chromatography_metadata | CHROMATOGRAPHY_TYPE | Reversed phase
AN002306 | chromatography_metadata | INSTRUMENT_NAME | Agilent 1290 Infinity II
AN002306 | chromatography_metadata | COLUMN_NAME | Waters Acquity BEH HSS T3 (100 x 2.1mm, 1.8um)
AN002306 | missingness | n_missing | 122
AN002306 | missingness | n_value | 15808
AN002306 | missingness | perc_missing | 0.771761133603239
AN002306 | binomial_statistics | estimate | 0.858585858585859
AN002306 | binomial_statistics | statistic | 850
AN002306 | binomial_statistics | p.value | 6.81938857366311e-125
AN002306 | binomial_statistics | parameter | 990
AN002306 | binomial_statistics | conf.low | 0.83907291240783
AN002306 | binomial_statistics | conf.high | 1
AN002306 | binomial_statistics | method | Exact binomial test
AN002306 | binomial_statistics | alternative | greater
AN002307 | measurement_metadata | INSTRUMENT_NAME | Agilent 6540 QTOF
AN002307 | measurement_metadata | INSTRUMENT_TYPE | QTOF
AN002307 | measurement_metadata | MS_TYPE | ESI
AN002307 | measurement_metadata | ION_MODE | NEGATIVE
AN002307 | measurement_metadata | MS_COMMENTS | Targeted search (Agilent ProFinder)
AN002307 | chromatography_metadata | CHROMATOGRAPHY_SUMMARY | RP-LCMS-Negative
AN002307 | chromatography_metadata | CHROMATOGRAPHY_TYPE | Reversed phase
AN002307 | chromatography_metadata | INSTRUMENT_NAME | Agilent 1290 Infinity II
AN002307 | chromatography_metadata | COLUMN_NAME | Waters Acquity BEH HSS T3 (100 x 2.1mm, 1.8um)
AN002307 | missingness | n_missing | 65
AN002307 | missingness | n_value | 11932
AN002307 | missingness | perc_missing | 0.544753603754609
AN002307 | binomial_statistics | estimate | 0.826025459688826
AN002307 | binomial_statistics | statistic | 584
AN002307 | binomial_statistics | p.value | 5.85136029973266e-73
AN002307 | binomial_statistics | parameter | 707
AN002307 | binomial_statistics | conf.low | 0.800866433803252
AN002307 | binomial_statistics | conf.high | 1
AN002307 | binomial_statistics | method | Exact binomial test
AN002307 | binomial_statistics | alternative | greater
AN002309 | measurement_metadata | INSTRUMENT_NAME | Thermo Exactive Plus Orbitrap
AN002309 | measurement_metadata | INSTRUMENT_TYPE | Orbitrap
AN002309 | measurement_metadata | MS_TYPE | ESI
AN002309 | measurement_metadata | ION_MODE | NEGATIVE
AN002309 | measurement_metadata | MS_COMMENTS | Aquired in MS1 mode only. Data processing and annotation performed using MAVEN and an in-house targeted list. Blank subtraction and analysis was performed in excel.
AN002309 | chromatography_metadata | CHROMATOGRAPHY_TYPE | Reversed phase
AN002309 | chromatography_metadata | INSTRUMENT_NAME | Thermo Dionex Ultimate 3000
AN002309 | chromatography_metadata | COLUMN_NAME | Waters XSelect HSS T3 column (2.1 x 100mm; 2.5 Âµm)
AN002309 | missingness | n_missing | 52
AN002309 | missingness | n_value | 3432
AN002309 | missingness | perc_missing | 1.51515151515152
AN002309 | binomial_statistics | estimate | 1
AN002309 | binomial_statistics | statistic | 104
AN002309 | binomial_statistics | p.value | 4.93038065763134e-32
AN002309 | binomial_statistics | parameter | 104
AN002309 | binomial_statistics | conf.low | 0.971605794483423
AN002309 | binomial_statistics | conf.high | 1
AN002309 | binomial_statistics | method | Exact binomial test
AN002309 | binomial_statistics | alternative | greater
AN002313 | measurement_metadata | INSTRUMENT_NAME | Agilent 6545 QTOF
AN002313 | measurement_metadata | INSTRUMENT_TYPE | QTOF
AN002313 | measurement_metadata | MS_TYPE | ESI
AN002313 | measurement_metadata | MS_COMMENTS | Database dependent targeted identification: Metabolites were identified based upon in-house database matching considering retention time, accurate mass, and MSMS matching (when available) matching with pure standards analyzed under the same conditions. Untargeted metabolomics analysis: Parameters for peak picking grouping, and alignment with ‘XCMS’ included centwave feature detection, orbiwarp retention time correction, minimum fraction of samples in one group to be a valid group = 0.25, isotopic ppm error = 10. Width of overlapping m/z slices (mzwid) = 0.003 or 0.015, and retention time window (bw) = 12.4 s and 22 s for ZHP and RPN, respectively. Minimum and maximum peak width were 5 and 20 s for reverse phase and 10 and 60 s for HILIC. The resulting peak table of retention times, m/z values, and peak areas was exported for data processing. Annotation of the untargeted data was facilitated by xMSannotator using the annotation scheme of Schymanski et al. (Environmental Science & Technology, 2014). Level 1 and 2 annotations were those that were confirmed with database dependent annotation. Lower confidence annotations (level 4) are those from the HMDB and T3DB online databases that were highly ranking by xMSannotator. Level 5 annotations were named by “mz_rt”. Metadata for the analysis including the batch and run order of each injection are provided in the Metafile, “Meta_2019_Michels2017_1977.csv”. We also included the Specific gravity measurements and dilution factor performed for each sample prior to data acquisition.
AN002313 | measurement_metadata | ION_MODE | POSITIVE
AN002313 | chromatography_metadata | CHROMATOGRAPHY_SUMMARY | HILIC Gradient separation
AN002313 | chromatography_metadata | INSTRUMENT_NAME | Agilent 1290 Infinity II
AN002313 | chromatography_metadata | COLUMN_NAME | SeQuant ZIC-HILIC (100 x 2.1mm,3.5um)
AN002313 | chromatography_metadata | COLUMN_TEMPERATURE | 25°C
AN002313 | chromatography_metadata | FLOW_RATE | 0.3 mL/min
AN002313 | chromatography_metadata | SAMPLE_INJECTION | 2uL
AN002313 | chromatography_metadata | CHROMATOGRAPHY_TYPE | HILIC
AN002313 | missingness | n_missing | 10926
AN002313 | missingness | n_value | 64979
AN002313 | missingness | perc_missing | 16.8146631988796
AN002313 | binomial_statistics | estimate | 0.764793744234064
AN002313 | binomial_statistics | statistic | 17409
AN002313 | binomial_statistics | p.value | 0
AN002313 | binomial_statistics | parameter | 22763
AN002313 | binomial_statistics | conf.low | 0.760123013083528
AN002313 | binomial_statistics | conf.high | 1
AN002313 | binomial_statistics | method | Exact binomial test
AN002313 | binomial_statistics | alternative | greater
AN002340 | measurement_metadata | INSTRUMENT_NAME | Thermo Q Exactive Orbitrap
AN002340 | measurement_metadata | INSTRUMENT_TYPE | Orbitrap
AN002340 | measurement_metadata | MS_TYPE | ESI
AN002340 | measurement_metadata | ION_MODE | POSITIVE
AN002340 | measurement_metadata | MS_COMMENTS | Proprietary analytical software for integration and peak picking
AN002340 | chromatography_metadata | CHROMATOGRAPHY_SUMMARY | Low pH polar
AN002340 | chromatography_metadata | CHROMATOGRAPHY_TYPE | Reversed phase
AN002340 | chromatography_metadata | INSTRUMENT_NAME | Waters Acquity
AN002340 | chromatography_metadata | COLUMN_NAME | Waters Acquity BEH C18 (100 x 2mm, 1.7um)
AN002340 | missingness | n_missing | 2937
AN002340 | missingness | n_value | 50546
AN002340 | missingness | perc_missing | 5.81054880702726
AN002340 | binomial_statistics | estimate | 0.899197998675594
AN002340 | binomial_statistics | statistic | 12221
AN002340 | binomial_statistics | p.value | 0
AN002340 | binomial_statistics | parameter | 13591
AN002340 | binomial_statistics | conf.low | 0.894849969602413
AN002340 | binomial_statistics | conf.high | 1
AN002340 | binomial_statistics | method | Exact binomial test
AN002340 | binomial_statistics | alternative | greater
AN002341 | measurement_metadata | INSTRUMENT_NAME | Thermo Q Exactive Orbitrap
AN002341 | measurement_metadata | INSTRUMENT_TYPE | Orbitrap
AN002341 | measurement_metadata | MS_TYPE | ESI
AN002341 | measurement_metadata | ION_MODE | NEGATIVE
AN002341 | measurement_metadata | MS_COMMENTS | Proprietary analytical software for integration and peak picking
AN002341 | chromatography_metadata | CHROMATOGRAPHY_SUMMARY | Low pH polar
AN002341 | chromatography_metadata | CHROMATOGRAPHY_TYPE | Reversed phase
AN002341 | chromatography_metadata | INSTRUMENT_NAME | Waters Acquity
AN002341 | chromatography_metadata | COLUMN_NAME | Waters Acquity BEH C18 (100 x 2mm, 1.7um)
AN002341 | missingness | n_missing | 6456
AN002341 | missingness | n_value | 61889
AN002341 | missingness | perc_missing | 10.4315791174522
AN002341 | binomial_statistics | estimate | 0.783010445495938
AN002341 | binomial_statistics | statistic | 17541
AN002341 | binomial_statistics | p.value | 0
AN002341 | binomial_statistics | parameter | 22402
AN002341 | binomial_statistics | conf.low | 0.778431217491007
AN002341 | binomial_statistics | conf.high | 1
AN002341 | binomial_statistics | method | Exact binomial test
AN002341 | binomial_statistics | alternative | greater
AN002343 | measurement_metadata | INSTRUMENT_NAME | Agilent 5977
AN002343 | measurement_metadata | INSTRUMENT_TYPE | HES-MSD
AN002343 | measurement_metadata | MS_TYPE | EI
AN002343 | measurement_metadata | ION_MODE | POSITIVE
AN002343 | measurement_metadata | MS_COMMENTS | All GC-MS analysis was performed with an Agilent 5977b GC-MS MSD-HES and an Agilent 7693A automatic liquid sampler. Dried samples were suspended in 40 µL of a 40 mg/mL O-methoxylamine hydrochloride (MOX) (MP Bio #155405) in dry pyridine (EMD Millipore #PX2012-7) and incubated for one hour at 37 °C in a sand bath. 25 µL of this solution was added to auto sampler vials. 60 µL of N-methyl-N-trimethylsilyltrifluoracetamide (MSTFA with 1%TMCS, Thermo #TS48913) was added automatically via the auto sampler and incubated for 30 minutes at 37 °C. After incubation, samples were vortexed and 1 µL of the prepared sample was injected into the gas chromatograph inlet in the split mode with the inlet temperature held at 250°C. A 10:1 split ratio was used for analysis of the majority of metabolites. For those metabolites that saturated the instrument at the 10:1 split concentration, a split of 50:1 was used for analysis. The gas chromatograph had an initial temperature of 60°C for one minute followed by a 10°C/min ramp to 325°C and a hold time of 5 minutes. A 30-meter Phenomenex Zebron AB-5HT with 5m inert Guardian capillary column was employed for chromatographic separation. Helium was used as the carrier gas at a rate of 1 mL/min. Data was collected using MassHunter software (Agilent). Metabolites were identified and their peak area was recorded using MassHunter Quant. This data was transferred to an Excel spread sheet (Microsoft, Redmond WA). Metabolite identity was established using a combination of an in-house metabolite library developed using pure purchased standards, the NIST library and the Fiehn library.
AN002343 | chromatography_metadata | CHROMATOGRAPHY_SUMMARY | All GC-MS analysis was performed with an Agilent 5977b GC-MS MSD-HES and an Agilent 7693A automatic liquid sampler. Dried samples were suspended in 40 µL of a 40 mg/mL O-methoxylamine hydrochloride (MOX) (MP Bio #155405) in dry pyridine (EMD Millipore #PX2012-7) and incubated for one hour at 37 °C in a sand bath. 25 µL of this solution was added to auto sampler vials. 60 µL of N-methyl-N-trimethylsilyltrifluoracetamide (MSTFA with 1%TMCS, Thermo #TS48913) was added automatically via the auto sampler and incubated for 30 minutes at 37 °C. After incubation, samples were vortexed and 1 µL of the prepared sample was injected into the gas chromatograph inlet in the split mode with the inlet temperature held at 250°C. A 10:1 split ratio was used for analysis of the majority of metabolites. The gas chromatograph had an initial temperature of 60°C for one minute followed by a 10°C/min ramp to 325°C and a hold time of 5 minutes. A 30-meter Phenomenex Zebron AB-5HT with 5m inert Guardian capillary column was employed for chromatographic separation. Helium was used as the carrier gas at a rate of 1 mL/min.
AN002343 | chromatography_metadata | CHROMATOGRAPHY_TYPE | GC
AN002343 | chromatography_metadata | INSTRUMENT_NAME | Agilent 5977b
AN002343 | chromatography_metadata | COLUMN_NAME | Phenomenex Zebron AB-5HT (5m)
AN002343 | missingness | n_missing | 798
AN002343 | missingness | n_value | 11224
AN002343 | missingness | perc_missing | 7.10976478973628
AN002343 | binomial_statistics | estimate | 0.959252971137521
AN002343 | binomial_statistics | statistic | 1130
AN002343 | binomial_statistics | p.value | 2.01827340655467e-269
AN002343 | binomial_statistics | parameter | 1178
AN002343 | binomial_statistics | conf.low | 0.948460510660532
AN002343 | binomial_statistics | conf.high | 1
AN002343 | binomial_statistics | method | Exact binomial test
AN002343 | binomial_statistics | alternative | greater
AN002344 | measurement_metadata | INSTRUMENT_NAME | Thermo Trace DSQ
AN002344 | measurement_metadata | INSTRUMENT_TYPE | Single quadrupole
AN002344 | measurement_metadata | MS_TYPE | ESI
AN002344 | measurement_metadata | ION_MODE | UNSPECIFIED
AN002344 | measurement_metadata | MS_COMMENTS | Metabolon
AN002344 | chromatography_metadata | CHROMATOGRAPHY_TYPE | UPLC
AN002344 | chromatography_metadata | INSTRUMENT_NAME | Thermo Trace 1310
AN002344 | chromatography_metadata | COLUMN_NAME | Waters Acquity BEH C8 (100 x 2.1mm, 1.7um)
AN002344 | missingness | n_missing | 2233
AN002344 | missingness | n_value | 19928
AN002344 | missingness | perc_missing | 11.2053392211963
AN002344 | binomial_statistics | estimate | 0.800035612535613
AN002344 | binomial_statistics | statistic | 4493
AN002344 | binomial_statistics | p.value | 0
AN002344 | binomial_statistics | parameter | 5616
AN002344 | binomial_statistics | conf.low | 0.791053000841064
AN002344 | binomial_statistics | conf.high | 1
AN002344 | binomial_statistics | method | Exact binomial test
AN002344 | binomial_statistics | alternative | greater
AN002345 | measurement_metadata | INSTRUMENT_NAME | Thermo Q Exactive Orbitrap
AN002345 | measurement_metadata | INSTRUMENT_TYPE | Orbitrap
AN002345 | measurement_metadata | MS_TYPE | ESI
AN002345 | measurement_metadata | MS_COMMENTS | Metabolon
AN002345 | measurement_metadata | ION_MODE | UNSPECIFIED
AN002345 | measurement_metadata | MS_RESULTS_FILE | ST001403_AN002345_Results.txt UNITS:m/z
AN002345 | chromatography_metadata | INSTRUMENT_NAME | Waters Acquity
AN002345 | chromatography_metadata | COLUMN_NAME | Waters Acquity BEH C8 (100 x 2.1mm,1.7um)
AN002345 | chromatography_metadata | CHROMATOGRAPHY_TYPE | Reversed phase
AN002345 | missingness | n_missing | 2935
AN002345 | missingness | n_value | 30785
AN002345 | missingness | perc_missing | 9.53386389475394
AN002345 | binomial_statistics | estimate | 0.826777726361252
AN002345 | binomial_statistics | statistic | 5360
AN002345 | binomial_statistics | p.value | 0
AN002345 | binomial_statistics | parameter | 6483
AN002345 | binomial_statistics | conf.low | 0.818861214612617
AN002345 | binomial_statistics | conf.high | 1
AN002345 | binomial_statistics | method | Exact binomial test
AN002345 | binomial_statistics | alternative | greater
AN002346 | measurement_metadata | INSTRUMENT_NAME | Thermo Q Exactive Orbitrap
AN002346 | measurement_metadata | INSTRUMENT_TYPE | Orbitrap
AN002346 | measurement_metadata | MS_TYPE | ESI
AN002346 | measurement_metadata | MS_COMMENTS | Metabolon
AN002346 | measurement_metadata | ION_MODE | UNSPECIFIED
AN002346 | measurement_metadata | MS_RESULTS_FILE | ST001404_AN002346_Results.txt UNITS:m/z
AN002346 | chromatography_metadata | INSTRUMENT_NAME | Waters Acquity
AN002346 | chromatography_metadata | COLUMN_NAME | Waters Acquity BEH C18 (50 x 2.1mm,1.7um)
AN002346 | chromatography_metadata | CHROMATOGRAPHY_TYPE | Reversed phase
AN002346 | missingness | n_missing | 3544
AN002346 | missingness | n_value | 32340
AN002346 | missingness | perc_missing | 10.9585652442795
AN002346 | binomial_statistics | estimate | 0.825763508222396
AN002346 | binomial_statistics | statistic | 6327
AN002346 | binomial_statistics | p.value | 0
AN002346 | binomial_statistics | parameter | 7662
AN002346 | binomial_statistics | conf.low | 0.818479107337135
AN002346 | binomial_statistics | conf.high | 1
AN002346 | binomial_statistics | method | Exact binomial test
AN002346 | binomial_statistics | alternative | greater
AN002416 | measurement_metadata | INSTRUMENT_NAME | Agilent 600
AN002416 | measurement_metadata | INSTRUMENT_TYPE | FT-NMR
AN002416 | measurement_metadata | NMR_EXPERIMENT_TYPE | PRESAT (1H1D)
AN002416 | measurement_metadata | STANDARD_CONCENTRATION | 0.5 mM
AN002416 | measurement_metadata | SPECTROMETER_FREQUENCY | 600 MHz
AN002416 | measurement_metadata | NMR_PROBE | cryogenic triple resonance HCN
AN002416 | measurement_metadata | NMR_SOLVENT | D20
AN002416 | measurement_metadata | NMR_TUBE_SIZE | 1.7 mm
AN002416 | measurement_metadata | SHIMMING_METHOD | gradient shimming
AN002416 | measurement_metadata | PULSE_SEQUENCE | PRESAT
AN002416 | measurement_metadata | WATER_SUPPRESSION | presaturation
AN002416 | measurement_metadata | CHEMICAL_SHIFT_REF_CPD | DSS
AN002416 | measurement_metadata | TEMPERATURE | 15 celsius
AN002416 | measurement_metadata | ACQUISITION_TIME | 2 s
AN002416 | measurement_metadata | RELAXATION_DELAY | 4 s
AN002416 | measurement_metadata | BASELINE_CORRECTION_METHOD | Bernstein Polynomial
AN002416 | missingness | n_missing | 272
AN002416 | missingness | n_value | 2850
AN002416 | missingness | perc_missing | 9.54385964912281
AN002416 | binomial_statistics | estimate | 0.539285714285714
AN002416 | binomial_statistics | statistic | 151
AN002416 | binomial_statistics | p.value | 0.104702430349628
AN002416 | binomial_statistics | parameter | 280
AN002416 | binomial_statistics | conf.low | 0.488365184148576
AN002416 | binomial_statistics | conf.high | 1
AN002416 | binomial_statistics | method | Exact binomial test
AN002416 | binomial_statistics | alternative | greater
AN002418 | measurement_metadata | INSTRUMENT_NAME | Orbitrap Fusion
AN002418 | measurement_metadata | INSTRUMENT_TYPE | IC-FTMS
AN002418 | measurement_metadata | MS_TYPE | ESI
AN002418 | measurement_metadata | ION_MODE | NEGATIVE
AN002418 | measurement_metadata | MS_COMMENTS | ICMS Analytical Experiment with detection of compounds by comparison to standards. ICMS Analytical Experiment with detection of compounds by comparison to standards. Thermo RAW files are loaded into TraceFinder and peaks are manually curated. The area under the chromatograms is then exported to an Excel file. The area is then corrected for natural abundance. The natural abundance corrected area is then used to calculate the concentration of each compound for each sample. This calculation is done using standards. The first sample ran on the ICMS is a standard that has known concentrations of certain compounds. Then a number of samples are ran (typically 3-4) followed by another standard. The equation to calculate the concentration is "intensity in sample"/("intensity in first standard" + (("intensity in second standard" - "intensity in first standard")/# of samples) * "known concentration in standard", where the "intensity" is the aforementioned natural abundance corrected area, and the unlabeled intensity from the standard is used for all isotopologues of the compound. The reconstitution volume is simply the volume that the polar part of the sample was reconstituted to before going into the ICMS. The injection volume is how much of the reconstitution volume was injected into the ICMS. The protein is how much protein was in the entire sample (not only the small portion that was aliquoted for the ICMS). The polar split ratio is the fraction of the polar part of the sample that was aliquoted for the ICMS. This is calculated by dividing the weight of the polar aliquot for ICMS by the total weight of the polar portion of the sample. The protein normalized concentration is calculated using the equation, concentration * (reconstitution volume / 1000 / polar split ratio / protein).
AN002418 | chromatography_metadata | CHROMATOGRAPHY_SUMMARY | Targeted IC
AN002418 | chromatography_metadata | CHROMATOGRAPHY_TYPE | Targeted IC
AN002418 | chromatography_metadata | INSTRUMENT_NAME | Thermo Dionex ICS-5000+
AN002418 | chromatography_metadata | COLUMN_NAME | Dionex IonPac AS11-HC (250 x 2mm,4um)
AN002418 | chromatography_metadata | SOLVENT_A | -
AN002418 | chromatography_metadata | SOLVENT_B | -
AN002418 | chromatography_metadata | FLOW_GRADIENT | -
AN002418 | chromatography_metadata | FLOW_RATE | -
AN002418 | chromatography_metadata | COLUMN_TEMPERATURE | -
AN002418 | missingness | n_missing | 1305
AN002418 | missingness | n_value | 14925
AN002418 | missingness | perc_missing | 8.74371859296483
AN002418 | binomial_statistics | estimate | 0.917824074074074
AN002418 | binomial_statistics | statistic | 1586
AN002418 | binomial_statistics | p.value | 3.74766101961292e-309
AN002418 | binomial_statistics | parameter | 1728
AN002418 | binomial_statistics | conf.low | 0.906132707954202
AN002418 | binomial_statistics | conf.high | 1
AN002418 | binomial_statistics | method | Exact binomial test
AN002418 | binomial_statistics | alternative | greater
AN002420 | measurement_metadata | INSTRUMENT_NAME | Orbitrap Fusion
AN002420 | measurement_metadata | INSTRUMENT_TYPE | FTMS
AN002420 | measurement_metadata | MS_TYPE | ESI
AN002420 | measurement_metadata | ION_MODE | POSITIVE
AN002420 | measurement_metadata | MS_COMMENTS | Measurements made using direct infusion (nano-electrospray) FTMS.
AN002420 | chromatography_metadata | CHROMATOGRAPHY_SUMMARY | None
AN002420 | chromatography_metadata | CHROMATOGRAPHY_TYPE | None (Direct infusion)
AN002420 | chromatography_metadata | INSTRUMENT_NAME | None
AN002420 | chromatography_metadata | COLUMN_NAME | None
AN002420 | missingness | n_missing | 7724
AN002420 | missingness | n_value | 21645
AN002420 | missingness | perc_missing | 35.6849156849157
AN002420 | binomial_statistics | estimate | 0.581946072684642
AN002420 | binomial_statistics | statistic | 4964
AN002420 | binomial_statistics | p.value | 3.25776929504935e-52
AN002420 | binomial_statistics | parameter | 8530
AN002420 | binomial_statistics | conf.low | 0.573083346573152
AN002420 | binomial_statistics | conf.high | 1
AN002420 | binomial_statistics | method | Exact binomial test
AN002420 | binomial_statistics | alternative | greater
AN002428 | measurement_metadata | INSTRUMENT_NAME | Orbitrap Fusion
AN002428 | measurement_metadata | INSTRUMENT_TYPE | IC-FTMS
AN002428 | measurement_metadata | MS_TYPE | ESI
AN002428 | measurement_metadata | ION_MODE | NEGATIVE
AN002428 | measurement_metadata | MS_COMMENTS | ICMS Analytical Experiment with detection of compounds by comparison to standards. Thermo RAW files are loaded into TraceFinder and peaks are manually curated. The area under the chromatograms is then exported to an Excel file. The area is then corrected for natural abundance. The natural abundance corrected area is then used to calculate the concentration of each compound for each sample. This calculation is done using standards. The first sample ran on the ICMS is a standard that has known concentrations of certain compounds. Then a number of samples are ran (typically 3-4) followed by another standard. The equation to calculate the concentration is "intensity in sample"/("intensity in first standard" + (("intensity in second standard" - "intensity in first standard")/# of samples) * "known concentration in standard", where the "intensity" is the aforementioned natural abundance corrected area, and the unlabeled intensity from the standard is used for all isotopologues of the compound. The reconstitution volume is simply the volume that the polar part of the sample was reconstituted to before going into the ICMS. The injection volume is how much of the reconstitution volume was injected into the ICMS. The protein is how much protein was in the entire sample (not only the small portion that was aliquoted for the ICMS). The polar split ratio is the fraction of the polar part of the sample that was aliquoted for the ICMS. This is calculated by dividing the weight of the polar aliquot for ICMS by the total weight of the polar portion of the sample. The protein normalized concentration is calculated using the equation, concentration * (reconstitution volume / 1000 / polar split ratio / protein). Units: natural abundance corrected and protein normalized peak area
AN002428 | chromatography_metadata | CHROMATOGRAPHY_SUMMARY | Targeted IC
AN002428 | chromatography_metadata | CHROMATOGRAPHY_TYPE | Targeted IC
AN002428 | chromatography_metadata | INSTRUMENT_NAME | Thermo Dionex ICS-5000+
AN002428 | chromatography_metadata | COLUMN_NAME | Dionex IonPac AS11-HC-4um 2 mm i.d. x 250 mm
AN002428 | missingness | n_missing | 1120
AN002428 | missingness | n_value | 14880
AN002428 | missingness | perc_missing | 7.52688172043011
AN002428 | binomial_statistics | estimate | 0.966391883322765
AN002428 | binomial_statistics | statistic | 1524
AN002428 | binomial_statistics | p.value | 0
AN002428 | binomial_statistics | parameter | 1577
AN002428 | binomial_statistics | conf.low | 0.957933398826093
AN002428 | binomial_statistics | conf.high | 1
AN002428 | binomial_statistics | method | Exact binomial test
AN002428 | binomial_statistics | alternative | greater
AN002430 | measurement_metadata | INSTRUMENT_NAME | Agilent 600
AN002430 | measurement_metadata | INSTRUMENT_TYPE | Agilent 600
AN002430 | measurement_metadata | NMR_EXPERIMENT_TYPE | PRESAT (1H1D)
AN002430 | measurement_metadata | STANDARD_CONCENTRATION | 0.5 mM
AN002430 | measurement_metadata | SPECTROMETER_FREQUENCY | 600 MHz
AN002430 | measurement_metadata | NMR_PROBE | cryogenic triple resonance HCN
AN002430 | measurement_metadata | NMR_SOLVENT | D20
AN002430 | measurement_metadata | NMR_TUBE_SIZE | 1.7 mm
AN002430 | measurement_metadata | SHIMMING_METHOD | gradient shimming
AN002430 | measurement_metadata | PULSE_SEQUENCE | PRESAT
AN002430 | measurement_metadata | WATER_SUPPRESSION | presaturation
AN002430 | measurement_metadata | CHEMICAL_SHIFT_REF_CPD | DSS
AN002430 | measurement_metadata | TEMPERATURE | 15 celsius
AN002430 | measurement_metadata | ACQUISITION_TIME | 2 s
AN002430 | measurement_metadata | RELAXATION_DELAY | 4 s
AN002430 | measurement_metadata | BASELINE_CORRECTION_METHOD | Bernstein Polynomial
AN002430 | missingness | n_missing | 242
AN002430 | missingness | n_value | 3000
AN002430 | missingness | perc_missing | 8.06666666666667
AN002430 | binomial_statistics | estimate | 0.585365853658537
AN002430 | binomial_statistics | statistic | 192
AN002430 | binomial_statistics | p.value | 0.00117009050509264
AN002430 | binomial_statistics | parameter | 328
AN002430 | binomial_statistics | conf.low | 0.538653354108643
AN002430 | binomial_statistics | conf.high | 1
AN002430 | binomial_statistics | method | Exact binomial test
AN002430 | binomial_statistics | alternative | greater
AN002434 | measurement_metadata | INSTRUMENT_NAME | Agilent 600
AN002434 | measurement_metadata | INSTRUMENT_TYPE | Agilent 600
AN002434 | measurement_metadata | NMR_EXPERIMENT_TYPE | PRESAT (1H1D)
AN002434 | measurement_metadata | STANDARD_CONCENTRATION | 0.5 mM
AN002434 | measurement_metadata | SPECTROMETER_FREQUENCY | 600 MHz
AN002434 | measurement_metadata | NMR_PROBE | cryogenic triple resonance HCN
AN002434 | measurement_metadata | NMR_SOLVENT | D20
AN002434 | measurement_metadata | NMR_TUBE_SIZE | 1.7 mm
AN002434 | measurement_metadata | SHIMMING_METHOD | gradient shimming
AN002434 | measurement_metadata | PULSE_SEQUENCE | PRESAT
AN002434 | measurement_metadata | WATER_SUPPRESSION | presaturation
AN002434 | measurement_metadata | CHEMICAL_SHIFT_REF_CPD | DSS
AN002434 | measurement_metadata | TEMPERATURE | 15 celsius
AN002434 | measurement_metadata | ACQUISITION_TIME | 2 s
AN002434 | measurement_metadata | RELAXATION_DELAY | 4 s
AN002434 | measurement_metadata | BASELINE_CORRECTION_METHOD | Bernstein Polynomial
AN002434 | missingness | n_missing | 76
AN002434 | missingness | n_value | 2070
AN002434 | missingness | perc_missing | 3.67149758454106
AN002434 | binomial_statistics | estimate | 0.572164948453608
AN002434 | binomial_statistics | statistic | 111
AN002434 | binomial_statistics | p.value | 0.0261415588366811
AN002434 | binomial_statistics | parameter | 194
AN002434 | binomial_statistics | conf.low | 0.510628617494576
AN002434 | binomial_statistics | conf.high | 1
AN002434 | binomial_statistics | method | Exact binomial test
AN002434 | binomial_statistics | alternative | greater
AN002438 | measurement_metadata | INSTRUMENT_NAME | Agilent 600
AN002438 | measurement_metadata | INSTRUMENT_TYPE | Agilent 600
AN002438 | measurement_metadata | NMR_EXPERIMENT_TYPE | PRESAT (1H1D)
AN002438 | measurement_metadata | STANDARD_CONCENTRATION | 0.5 mM
AN002438 | measurement_metadata | SPECTROMETER_FREQUENCY | 600 MHz
AN002438 | measurement_metadata | NMR_PROBE | cryogenic triple resonance HCN
AN002438 | measurement_metadata | NMR_SOLVENT | D20
AN002438 | measurement_metadata | NMR_TUBE_SIZE | 1.7 mm
AN002438 | measurement_metadata | SHIMMING_METHOD | gradient shimming
AN002438 | measurement_metadata | PULSE_SEQUENCE | PRESAT
AN002438 | measurement_metadata | WATER_SUPPRESSION | presaturation
AN002438 | measurement_metadata | CHEMICAL_SHIFT_REF_CPD | DSS
AN002438 | measurement_metadata | TEMPERATURE | 15 celsius
AN002438 | measurement_metadata | ACQUISITION_TIME | 2 s
AN002438 | measurement_metadata | RELAXATION_DELAY | 4 s
AN002438 | measurement_metadata | BASELINE_CORRECTION_METHOD | Bernstein Polynomial
AN002438 | missingness | n_missing | 314
AN002438 | missingness | n_value | 3285
AN002438 | missingness | perc_missing | 9.558599695586
AN002438 | binomial_statistics | estimate | 0.561719833564494
AN002438 | binomial_statistics | statistic | 405
AN002438 | binomial_statistics | p.value | 0.000517197409597293
AN002438 | binomial_statistics | parameter | 721
AN002438 | binomial_statistics | conf.low | 0.530484677158848
AN002438 | binomial_statistics | conf.high | 1
AN002438 | binomial_statistics | method | Exact binomial test
AN002438 | binomial_statistics | alternative | greater
AN002440 | measurement_metadata | INSTRUMENT_NAME | Agilent 600
AN002440 | measurement_metadata | INSTRUMENT_TYPE | Agilent 600
AN002440 | measurement_metadata | NMR_EXPERIMENT_TYPE | PRESAT (1H1D)
AN002440 | measurement_metadata | STANDARD_CONCENTRATION | 0.5 mM
AN002440 | measurement_metadata | SPECTROMETER_FREQUENCY | 600 MHz
AN002440 | measurement_metadata | NMR_PROBE | cryogenic triple resonance HCN
AN002440 | measurement_metadata | NMR_SOLVENT | D20
AN002440 | measurement_metadata | NMR_TUBE_SIZE | 1.7 mm
AN002440 | measurement_metadata | SHIMMING_METHOD | gradient shimming
AN002440 | measurement_metadata | PULSE_SEQUENCE | PRESAT
AN002440 | measurement_metadata | WATER_SUPPRESSION | presaturation
AN002440 | measurement_metadata | CHEMICAL_SHIFT_REF_CPD | DSS
AN002440 | measurement_metadata | TEMPERATURE | 15 celsius
AN002440 | measurement_metadata | ACQUISITION_TIME | 2 s
AN002440 | measurement_metadata | RELAXATION_DELAY | 4 s
AN002440 | measurement_metadata | BASELINE_CORRECTION_METHOD | Bernstein Polynomial
AN002440 | missingness | n_missing | 471
AN002440 | missingness | n_value | 3525
AN002440 | missingness | perc_missing | 13.3617021276596
AN002440 | binomial_statistics | estimate | 0.668061366806137
AN002440 | binomial_statistics | statistic | 479
AN002440 | binomial_statistics | p.value | 7.20455688589215e-20
AN002440 | binomial_statistics | parameter | 717
AN002440 | binomial_statistics | conf.low | 0.637958403506585
AN002440 | binomial_statistics | conf.high | 1
AN002440 | binomial_statistics | method | Exact binomial test
AN002440 | binomial_statistics | alternative | greater
AN002445 | measurement_metadata | INSTRUMENT_NAME | Orbitrap Fusion
AN002445 | measurement_metadata | INSTRUMENT_TYPE | FTMS
AN002445 | measurement_metadata | MS_TYPE | ESI
AN002445 | measurement_metadata | ION_MODE | POSITIVE
AN002445 | measurement_metadata | MS_COMMENTS | Measurements made using direct infusion (nano-electrospray) FTMS.
AN002445 | chromatography_metadata | CHROMATOGRAPHY_SUMMARY | None
AN002445 | chromatography_metadata | CHROMATOGRAPHY_TYPE | None (Direct infusion)
AN002445 | chromatography_metadata | INSTRUMENT_NAME | None
AN002445 | chromatography_metadata | COLUMN_NAME | None
AN002445 | missingness | n_missing | 4201
AN002445 | missingness | n_value | 14520
AN002445 | missingness | perc_missing | 28.9325068870523
AN002445 | binomial_statistics | estimate | 0.615777163512652
AN002445 | binomial_statistics | statistic | 2896
AN002445 | binomial_statistics | p.value | 1.75633034474109e-57
AN002445 | binomial_statistics | parameter | 4703
AN002445 | binomial_statistics | conf.low | 0.603953350896283
AN002445 | binomial_statistics | conf.high | 1
AN002445 | binomial_statistics | method | Exact binomial test
AN002445 | binomial_statistics | alternative | greater
AN002446 | measurement_metadata | INSTRUMENT_NAME | Orbitrap Fusion
AN002446 | measurement_metadata | INSTRUMENT_TYPE | IC-FTMS
AN002446 | measurement_metadata | MS_TYPE | ESI
AN002446 | measurement_metadata | ION_MODE | NEGATIVE
AN002446 | measurement_metadata | MS_COMMENTS | ICMS Analytical Experiment with detection of compounds by comparison to standards. Thermo RAW files are loaded into TraceFinder and peaks are manually curated. The area under the chromatograms is then exported to an Excel file. The area is then corrected for natural abundance. The natural abundance corrected area is then used to calculate the concentration of each compound for each sample. This calculation is done using standards. The first sample ran on the ICMS is a standard that has known concentrations of certain compounds. Then a number of samples are ran (typically 3-4) followed by another standard. The equation to calculate the concentration is "intensity in sample"/("intensity in first standard" + (("intensity in second standard" - "intensity in first standard")/# of samples) * "known concentration in standard", where the "intensity" is the aforementioned natural abundance corrected area, and the unlabeled intensity from the standard is used for all isotopologues of the compound. The reconstitution volume is simply the volume that the polar part of the sample was reconstituted to before going into the ICMS. The injection volume is how much of the reconstitution volume was injected into the ICMS. The protein is how much protein was in the entire sample (not only the small portion that was aliquoted for the ICMS). The polar split ratio is the fraction of the polar part of the sample that was aliquoted for the ICMS. This is calculated by dividing the weight of the polar aliquot for ICMS by the total weight of the polar portion of the sample. The protein normalized concentration is calculated using the equation, concentration * (reconstitution volume / 1000 / polar split ratio / protein).
AN002446 | chromatography_metadata | CHROMATOGRAPHY_SUMMARY | Targeted IC
AN002446 | chromatography_metadata | CHROMATOGRAPHY_TYPE | Targeted IC
AN002446 | chromatography_metadata | INSTRUMENT_NAME | Thermo Dionex ICS-5000+
AN002446 | chromatography_metadata | COLUMN_NAME | Dionex IonPac AS11-HC-4um 2 mm i.d. x 250 mm
AN002446 | missingness | n_missing | 808
AN002446 | missingness | n_value | 11295
AN002446 | missingness | perc_missing | 7.15360779105799
AN002446 | binomial_statistics | estimate | 0.888118811881188
AN002446 | binomial_statistics | statistic | 897
AN002446 | binomial_statistics | p.value | 2.13665471037831e-152
AN002446 | binomial_statistics | parameter | 1010
AN002446 | binomial_statistics | conf.low | 0.870460734771999
AN002446 | binomial_statistics | conf.high | 1
AN002446 | binomial_statistics | method | Exact binomial test
AN002446 | binomial_statistics | alternative | greater
AN002447 | measurement_metadata | INSTRUMENT_NAME | Orbitrap Fusion
AN002447 | measurement_metadata | INSTRUMENT_TYPE | FTMS
AN002447 | measurement_metadata | MS_TYPE | ESI
AN002447 | measurement_metadata | ION_MODE | POSITIVE
AN002447 | measurement_metadata | MS_COMMENTS | Measurements made using direct infusion (nano-electrospray) FTMS.
AN002447 | chromatography_metadata | CHROMATOGRAPHY_SUMMARY | None
AN002447 | chromatography_metadata | CHROMATOGRAPHY_TYPE | None (Direct infusion)
AN002447 | chromatography_metadata | INSTRUMENT_NAME | None
AN002447 | chromatography_metadata | COLUMN_NAME | None
AN002447 | missingness | n_missing | 6803
AN002447 | missingness | n_value | 18465
AN002447 | missingness | perc_missing | 36.8426753317086
AN002447 | binomial_statistics | estimate | 0.548032936870997
AN002447 | binomial_statistics | statistic | 4193
AN002447 | binomial_statistics | p.value | 2.27432238921934e-17
AN002447 | binomial_statistics | parameter | 7651
AN002447 | binomial_statistics | conf.low | 0.538596297140801
AN002447 | binomial_statistics | conf.high | 1
AN002447 | binomial_statistics | method | Exact binomial test
AN002447 | binomial_statistics | alternative | greater
AN002448 | measurement_metadata | INSTRUMENT_NAME | Orbitrap Fusion
AN002448 | measurement_metadata | INSTRUMENT_TYPE | IC-FTMS
AN002448 | measurement_metadata | MS_TYPE | ESI
AN002448 | measurement_metadata | ION_MODE | NEGATIVE
AN002448 | measurement_metadata | MS_COMMENTS | ICMS Analytical Experiment with detection of compounds by comparison to standards. Thermo RAW files are loaded into TraceFinder and peaks are manually curated. The area under the chromatograms is then exported to an Excel file. The area is then corrected for natural abundance. The natural abundance corrected area is then used to calculate the concentration of each compound for each sample. This calculation is done using standards. The first sample ran on the ICMS is a standard that has known concentrations of certain compounds. Then a number of samples are ran (typically 3-4) followed by another standard. The equation to calculate the concentration is "intensity in sample"/("intensity in first standard" + (("intensity in second standard" - "intensity in first standard")/# of samples) * "known concentration in standard", where the "intensity" is the aforementioned natural abundance corrected area, and the unlabeled intensity from the standard is used for all isotopologues of the compound. The reconstitution volume is simply the volume that the polar part of the sample was reconstituted to before going into the ICMS. The injection volume is how much of the reconstitution volume was injected into the ICMS. The protein is how much protein was in the entire sample (not only the small portion that was aliquoted for the ICMS). The polar split ratio is the fraction of the polar part of the sample that was aliquoted for the ICMS. This is calculated by dividing the weight of the polar aliquot for ICMS by the total weight of the polar portion of the sample. The protein normalized concentration is calculated using the equation, concentration * (reconstitution volume / 1000 / polar split ratio / protein).
AN002448 | chromatography_metadata | CHROMATOGRAPHY_SUMMARY | Targeted IC
AN002448 | chromatography_metadata | CHROMATOGRAPHY_TYPE | Targeted IC
AN002448 | chromatography_metadata | INSTRUMENT_NAME | Thermo Dionex ICS-5000+
AN002448 | chromatography_metadata | COLUMN_NAME | Dionex IonPac AS11-HC-4um 2 mm i.d. x 250 mm
AN002448 | missingness | n_missing | 1616
AN002448 | missingness | n_value | 14940
AN002448 | missingness | perc_missing | 10.8165997322624
AN002448 | binomial_statistics | estimate | 0.915730337078652
AN002448 | binomial_statistics | statistic | 2119
AN002448 | binomial_statistics | p.value | 0
AN002448 | binomial_statistics | parameter | 2314
AN002448 | binomial_statistics | conf.low | 0.905620017344047
AN002448 | binomial_statistics | conf.high | 1
AN002448 | binomial_statistics | method | Exact binomial test
AN002448 | binomial_statistics | alternative | greater
AN002449 | measurement_metadata | INSTRUMENT_NAME | Orbitrap Fusion
AN002449 | measurement_metadata | INSTRUMENT_TYPE | FTMS
AN002449 | measurement_metadata | MS_TYPE | ESI
AN002449 | measurement_metadata | ION_MODE | POSITIVE
AN002449 | measurement_metadata | MS_COMMENTS | Measurements made using direct infusion (nano-electrospray) FTMS.
AN002449 | chromatography_metadata | CHROMATOGRAPHY_SUMMARY | None
AN002449 | chromatography_metadata | CHROMATOGRAPHY_TYPE | None (Direct infusion)
AN002449 | chromatography_metadata | INSTRUMENT_NAME | None
AN002449 | chromatography_metadata | COLUMN_NAME | None
AN002449 | missingness | n_missing | 7613
AN002449 | missingness | n_value | 18945
AN002449 | missingness | perc_missing | 40.1847453153866
AN002449 | binomial_statistics | estimate | 0.617329120239481
AN002449 | binomial_statistics | statistic | 3712
AN002449 | binomial_statistics | p.value | 7.42828445815008e-75
AN002449 | binomial_statistics | parameter | 6013
AN002449 | binomial_statistics | conf.low | 0.606895557328666
AN002449 | binomial_statistics | conf.high | 1
AN002449 | binomial_statistics | method | Exact binomial test
AN002449 | binomial_statistics | alternative | greater
AN002451 | measurement_metadata | INSTRUMENT_NAME | Thermo Q Exactive Orbitrap
AN002451 | measurement_metadata | INSTRUMENT_TYPE | Orbitrap
AN002451 | measurement_metadata | MS_TYPE | ESI
AN002451 | measurement_metadata | ION_MODE | POSITIVE
AN002451 | measurement_metadata | MS_COMMENTS | Measurements made using direct infusion (nano-electrospray) FTMS.
AN002451 | chromatography_metadata | CHROMATOGRAPHY_SUMMARY | None
AN002451 | chromatography_metadata | CHROMATOGRAPHY_TYPE | None (Direct infusion)
AN002451 | chromatography_metadata | INSTRUMENT_NAME | None
AN002451 | chromatography_metadata | COLUMN_NAME | None
AN002451 | missingness | n_missing | 4591
AN002451 | missingness | n_value | 11340
AN002451 | missingness | perc_missing | 40.4850088183422
AN002451 | binomial_statistics | estimate | 0.568919894154438
AN002451 | binomial_statistics | statistic | 2365
AN002451 | binomial_statistics | p.value | 3.17889479222283e-19
AN002451 | binomial_statistics | parameter | 4157
AN002451 | binomial_statistics | conf.low | 0.556132588023911
AN002451 | binomial_statistics | conf.high | 1
AN002451 | binomial_statistics | method | Exact binomial test
AN002451 | binomial_statistics | alternative | greater
AN002453 | measurement_metadata | INSTRUMENT_NAME | Thermo Q Exactive Orbitrap
AN002453 | measurement_metadata | INSTRUMENT_TYPE | Orbitrap
AN002453 | measurement_metadata | MS_TYPE | ESI
AN002453 | measurement_metadata | ION_MODE | POSITIVE
AN002453 | measurement_metadata | MS_COMMENTS | Xcalibur software. LipidSearch for data processing.
AN002453 | measurement_metadata | MS_RESULTS_FILE | ST001477_AN002453_Results.txt UNITS:ug/ug protein Has m/z:No Has RT:No RT units:No RT data
AN002453 | chromatography_metadata | CHROMATOGRAPHY_TYPE | Reversed phase
AN002453 | chromatography_metadata | INSTRUMENT_NAME | Thermo Accela 600
AN002453 | chromatography_metadata | COLUMN_NAME | Thermo Acclaim 120 (150 x 2.1mm, 3um)
AN002453 | missingness | n_missing | 3740
AN002453 | missingness | n_value | 78183
AN002453 | missingness | perc_missing | 4.78364861926506
AN002453 | binomial_statistics | estimate | 0.846043022504844
AN002453 | binomial_statistics | statistic | 17030
AN002453 | binomial_statistics | p.value | 0
AN002453 | binomial_statistics | parameter | 20129
AN002453 | binomial_statistics | conf.low | 0.841797069692635
AN002453 | binomial_statistics | conf.high | 1
AN002453 | binomial_statistics | method | Exact binomial test
AN002453 | binomial_statistics | alternative | greater
AN002468 | measurement_metadata | INSTRUMENT_NAME | ABI Sciex 5500 QTrap
AN002468 | measurement_metadata | INSTRUMENT_TYPE | Triple quadrupole
AN002468 | measurement_metadata | MS_TYPE | ESI
AN002468 | measurement_metadata | ION_MODE | UNSPECIFIED
AN002468 | measurement_metadata | MS_COMMENTS | Quantitative lipidomics was performed with the Sciex Lipidyzer platform consisting of Shimadzu Nexera X2 LC-30AD pumps, a Shimadzu Nexera X2 SIL-30AC autosampler, and a Sciex QTRAP® 5500 mass spectrometer equipped with SelexION® for differential mobility spectrometry (DMS). 1-propanol was used as the chemical modifier for the DMS. Samples were introduced to the mass spectrometer by flow injection analysis at 8 uL/min aka direct infusion. Each sample was injected twice, once with the DMS on Method 1 (PC/PE/LPC/LPE/SM)
AN002468 | chromatography_metadata | CHROMATOGRAPHY_SUMMARY | Quantitative lipidomics was performed with the Sciex Lipidyzer platform consisting of Shimadzu Nexera X2 LC-30AD pumps, a Shimadzu Nexera X2 SIL-30AC autosampler, and a Sciex QTRAP® 5500 mass spectrometer equipped with SelexION® for differential mobility spectrometry (DMS). 1-propanol was used as the chemical modifier for the DMS. Samples were introduced to the mass spectrometer by flow injection analysis at 8 uL/min aka direct infusion. Each sample was injected twice, once with the DMS on Method 1 (PC/PE/LPC/LPE/SM), and once with the DMS off Method 2 (CE/CER/DAG/DCER/FFA/HCER/LCER/TAG). The lipid molecular species were measured using multiple reaction monitoring (MRM) and positive/negative polarity switching. Positive ion mode detected lipid classes SM/DAG/CE/CER/DCER/HCER/LCER/TAG and negative ion mode detected lipid classes LPE/LPC/PC/PE/FFA. A total of 1070 lipids and fatty acids were targeted in the analysis.
AN002468 | chromatography_metadata | CHROMATOGRAPHY_TYPE | None (Direct infusion)
AN002468 | chromatography_metadata | INSTRUMENT_NAME | Triple quadrupole
AN002468 | chromatography_metadata | COLUMN_NAME | ESI
AN002468 | missingness | n_missing | 2782
AN002468 | missingness | n_value | 43680
AN002468 | missingness | perc_missing | 6.36904761904762
AN002468 | binomial_statistics | estimate | 0.708903751698192
AN002468 | binomial_statistics | statistic | 13567
AN002468 | binomial_statistics | p.value | 0
AN002468 | binomial_statistics | parameter | 19138
AN002468 | binomial_statistics | conf.low | 0.703453182210856
AN002468 | binomial_statistics | conf.high | 1
AN002468 | binomial_statistics | method | Exact binomial test
AN002468 | binomial_statistics | alternative | greater
AN002469 | measurement_metadata | INSTRUMENT_NAME | ABI Sciex 5500 QTrap
AN002469 | measurement_metadata | INSTRUMENT_TYPE | Triple quadrupole
AN002469 | measurement_metadata | MS_TYPE | ESI
AN002469 | measurement_metadata | ION_MODE | UNSPECIFIED
AN002469 | measurement_metadata | MS_COMMENTS | Quantitative lipidomics was performed with the Sciex Lipidyzer platform consisting of Shimadzu Nexera X2 LC-30AD pumps, a Shimadzu Nexera X2 SIL-30AC autosampler, and a Sciex QTRAP® 5500 mass spectrometer equipped with SelexION® for differential mobility spectrometry (DMS). 1-propanol was used as the chemical modifier for the DMS. Samples were introduced to the mass spectrometer by flow injection analysis at 8 uL/min aka direct infusion. Each sample was injected twice once with the DMS off Method 2 (CE/CER/DAG/DCER/FFA/HCER/LCER/TAG)
AN002469 | chromatography_metadata | CHROMATOGRAPHY_SUMMARY | Quantitative lipidomics was performed with the Sciex Lipidyzer platform consisting of Shimadzu Nexera X2 LC-30AD pumps, a Shimadzu Nexera X2 SIL-30AC autosampler, and a Sciex QTRAP® 5500 mass spectrometer equipped with SelexION® for differential mobility spectrometry (DMS). 1-propanol was used as the chemical modifier for the DMS. Samples were introduced to the mass spectrometer by flow injection analysis at 8 uL/min aka direct infusion. Each sample was injected twice, once with the DMS on Method 1 (PC/PE/LPC/LPE/SM), and once with the DMS off Method 2 (CE/CER/DAG/DCER/FFA/HCER/LCER/TAG). The lipid molecular species were measured using multiple reaction monitoring (MRM) and positive/negative polarity switching. Positive ion mode detected lipid classes SM/DAG/CE/CER/DCER/HCER/LCER/TAG and negative ion mode detected lipid classes LPE/LPC/PC/PE/FFA. A total of 1070 lipids and fatty acids were targeted in the analysis.
AN002469 | chromatography_metadata | CHROMATOGRAPHY_TYPE | None (Direct infusion)
AN002469 | chromatography_metadata | INSTRUMENT_NAME | Triple quadrupole
AN002469 | chromatography_metadata | COLUMN_NAME | ESI
AN002469 | missingness | n_missing | 8775
AN002469 | missingness | n_value | 134400
AN002469 | missingness | perc_missing | 6.52901785714286
AN002469 | binomial_statistics | estimate | 0.939505717447436
AN002469 | binomial_statistics | statistic | 38205
AN002469 | binomial_statistics | p.value | 0
AN002469 | binomial_statistics | parameter | 40665
AN002469 | binomial_statistics | conf.low | 0.937525530226642
AN002469 | binomial_statistics | conf.high | 1
AN002469 | binomial_statistics | method | Exact binomial test
AN002469 | binomial_statistics | alternative | greater
AN002498 | measurement_metadata | INSTRUMENT_NAME | Thermo Q Exactive Orbitrap
AN002498 | measurement_metadata | INSTRUMENT_TYPE | Orbitrap
AN002498 | measurement_metadata | MS_TYPE | ESI
AN002498 | measurement_metadata | ION_MODE | UNSPECIFIED
AN002498 | measurement_metadata | MS_COMMENTS | polarity switching mode to enable both positive and negative ions was used
AN002498 | chromatography_metadata | CHROMATOGRAPHY_TYPE | HILIC
AN002498 | chromatography_metadata | INSTRUMENT_NAME | Thermo Dionex Ultimate 3000
AN002498 | chromatography_metadata | COLUMN_NAME | SeQuant ZIC-HILIC (150 x 2.1mm, 5um)
AN002498 | chromatography_metadata | FLOW_RATE | 0.2 ml/min
AN002498 | chromatography_metadata | COLUMN_TEMPERATURE | 45
AN002498 | chromatography_metadata | SOLVENT_A | 20 mM ammonium carbonate adjusted to pH 9.2 with 0.1% of 25% ammonium hydroxide
AN002498 | chromatography_metadata | SOLVENT_B | acetonitrile
AN002498 | missingness | n_missing | 4672
AN002498 | missingness | n_value | 28917
AN002498 | missingness | perc_missing | 16.1565860912266
AN002498 | binomial_statistics | estimate | 0.993123209169054
AN002498 | binomial_statistics | statistic | 1733
AN002498 | binomial_statistics | p.value | 0
AN002498 | binomial_statistics | parameter | 1745
AN002498 | binomial_statistics | conf.low | 0.988881890438004
AN002498 | binomial_statistics | conf.high | 1
AN002498 | binomial_statistics | method | Exact binomial test
AN002498 | binomial_statistics | alternative | greater
AN002515 | measurement_metadata | INSTRUMENT_NAME | Thermo Q Exactive Orbitrap
AN002515 | measurement_metadata | INSTRUMENT_TYPE | Orbitrap
AN002515 | measurement_metadata | MS_TYPE | ESI
AN002515 | measurement_metadata | ION_MODE | POSITIVE
AN002515 | measurement_metadata | MS_COMMENTS | Proprietary analytical software for integration and peak picking
AN002515 | chromatography_metadata | CHROMATOGRAPHY_SUMMARY | Low pH polar
AN002515 | chromatography_metadata | CHROMATOGRAPHY_TYPE | Reversed phase
AN002515 | chromatography_metadata | INSTRUMENT_NAME | Waters Acquity
AN002515 | chromatography_metadata | COLUMN_NAME | Waters Acquity BEH C18 (100 x 2mm, 1.7um)
AN002515 | missingness | n_missing | 2937
AN002515 | missingness | n_value | 50546
AN002515 | missingness | perc_missing | 5.81054880702726
AN002515 | binomial_statistics | estimate | 0.899197998675594
AN002515 | binomial_statistics | statistic | 12221
AN002515 | binomial_statistics | p.value | 0
AN002515 | binomial_statistics | parameter | 13591
AN002515 | binomial_statistics | conf.low | 0.894849969602413
AN002515 | binomial_statistics | conf.high | 1
AN002515 | binomial_statistics | method | Exact binomial test
AN002515 | binomial_statistics | alternative | greater
AN002516 | measurement_metadata | INSTRUMENT_NAME | Thermo Q Exactive Orbitrap
AN002516 | measurement_metadata | INSTRUMENT_TYPE | Orbitrap
AN002516 | measurement_metadata | MS_TYPE | ESI
AN002516 | measurement_metadata | ION_MODE | NEGATIVE
AN002516 | measurement_metadata | MS_COMMENTS | Proprietary analytical software for integration and peak picking
AN002516 | chromatography_metadata | CHROMATOGRAPHY_SUMMARY | Low pH polar
AN002516 | chromatography_metadata | CHROMATOGRAPHY_TYPE | Reversed phase
AN002516 | chromatography_metadata | INSTRUMENT_NAME | Waters Acquity
AN002516 | chromatography_metadata | COLUMN_NAME | Waters Acquity BEH C18 (100 x 2mm, 1.7um)
AN002516 | missingness | n_missing | 6456
AN002516 | missingness | n_value | 61889
AN002516 | missingness | perc_missing | 10.4315791174522
AN002516 | binomial_statistics | estimate | 0.783010445495938
AN002516 | binomial_statistics | statistic | 17541
AN002516 | binomial_statistics | p.value | 0
AN002516 | binomial_statistics | parameter | 22402
AN002516 | binomial_statistics | conf.low | 0.778431217491007
AN002516 | binomial_statistics | conf.high | 1
AN002516 | binomial_statistics | method | Exact binomial test
AN002516 | binomial_statistics | alternative | greater
AN002518 | measurement_metadata | INSTRUMENT_NAME | Thermo Q Exactive Orbitrap
AN002518 | measurement_metadata | INSTRUMENT_TYPE | Orbitrap
AN002518 | measurement_metadata | MS_TYPE | ESI
AN002518 | measurement_metadata | ION_MODE | POSITIVE
AN002518 | measurement_metadata | MS_COMMENTS | Proprietary analytical software for integration and peak picking
AN002518 | chromatography_metadata | CHROMATOGRAPHY_SUMMARY | Low pH polar
AN002518 | chromatography_metadata | CHROMATOGRAPHY_TYPE | Reversed phase
AN002518 | chromatography_metadata | INSTRUMENT_NAME | Waters Acquity
AN002518 | chromatography_metadata | COLUMN_NAME | Waters Acquity BEH C18 (100 x 2mm, 1.7um)
AN002518 | missingness | n_missing | 884
AN002518 | missingness | n_value | 25228
AN002518 | missingness | perc_missing | 3.50404312668464
AN002518 | binomial_statistics | estimate | 0.870891161431702
AN002518 | binomial_statistics | statistic | 4769
AN002518 | binomial_statistics | p.value | 0
AN002518 | binomial_statistics | parameter | 5476
AN002518 | binomial_statistics | conf.low | 0.863199913698473
AN002518 | binomial_statistics | conf.high | 1
AN002518 | binomial_statistics | method | Exact binomial test
AN002518 | binomial_statistics | alternative | greater
AN002519 | measurement_metadata | INSTRUMENT_NAME | Thermo Q Exactive Orbitrap
AN002519 | measurement_metadata | INSTRUMENT_TYPE | Orbitrap
AN002519 | measurement_metadata | MS_TYPE | ESI
AN002519 | measurement_metadata | ION_MODE | NEGATIVE
AN002519 | measurement_metadata | MS_COMMENTS | Proprietary analytical software for integration and peak picking
AN002519 | chromatography_metadata | CHROMATOGRAPHY_SUMMARY | Low pH polar
AN002519 | chromatography_metadata | CHROMATOGRAPHY_TYPE | Reversed phase
AN002519 | chromatography_metadata | INSTRUMENT_NAME | Waters Acquity
AN002519 | chromatography_metadata | COLUMN_NAME | Waters Acquity BEH C18 (100 x 2mm, 1.7um)
AN002519 | missingness | n_missing | 1194
AN002519 | missingness | n_value | 31588
AN002519 | missingness | perc_missing | 3.77991642395847
AN002519 | binomial_statistics | estimate | 0.927796011108306
AN002519 | binomial_statistics | statistic | 7350
AN002519 | binomial_statistics | p.value | 0
AN002519 | binomial_statistics | parameter | 7922
AN002519 | binomial_statistics | conf.low | 0.922832124575402
AN002519 | binomial_statistics | conf.high | 1
AN002519 | binomial_statistics | method | Exact binomial test
AN002519 | binomial_statistics | alternative | greater
AN002525 | measurement_metadata | INSTRUMENT_NAME | Thermo Exactive Plus Orbitrap
AN002525 | measurement_metadata | INSTRUMENT_TYPE | Orbitrap
AN002525 | measurement_metadata | MS_TYPE | ESI
AN002525 | measurement_metadata | ION_MODE | POSITIVE
AN002525 | measurement_metadata | MS_COMMENTS | MS analyses were carried out using electrospray ionization in the positive ion mode using full scan analysis over m/z 70-800 at 70,000 resolution and 3 Hz data acquisition rate. Additional MS settings were: ion spray voltage, 3.5 kV; capillary temperature, 350°C; probe heater temperature, 300°C; sheath gas, 40; auxiliary gas, 15; and S-lens RF level 40. All raw data were processed using Progenesis QI software (NonLinear Dynamics) for feature alignment, nontargeted signal detection, and signal integration. Targeted processing of a subset of known metabolites was conducted using TraceFinder software (Thermo Fisher Scientific; Waltham, MA). Compound identities were confirmed using reference standards
AN002525 | chromatography_metadata | CHROMATOGRAPHY_SUMMARY | HILIC-pos: high resolution and accurate mass profiling of polar metabolites using HILIC and positive ion mode full scan MS
AN002525 | chromatography_metadata | CHROMATOGRAPHY_TYPE | HILIC
AN002525 | chromatography_metadata | INSTRUMENT_NAME | Shimadzu Nexera X2
AN002525 | chromatography_metadata | COLUMN_NAME | Waters Atlantis HILIC (150 x 2 mm, 3 Âµm)
AN002525 | chromatography_metadata | FLOW_GRADIENT | linear
AN002525 | chromatography_metadata | FLOW_RATE | 250 uL/min
AN002525 | chromatography_metadata | COLUMN_TEMPERATURE | 30 ℃
AN002525 | chromatography_metadata | SOLVENT_A | 10 mM Ammonium formate/0.1% Formic acid in water
AN002525 | chromatography_metadata | SOLVENT_B | 0.1% Formic acid in Acetonitrile
AN002525 | chromatography_metadata | INJECTION_TEMPERATURE | 4
AN002525 | missingness | n_missing | 2490
AN002525 | missingness | n_value | 28518
AN002525 | missingness | perc_missing | 8.73132758257942
AN002525 | binomial_statistics | estimate | 0.727360774818402
AN002525 | binomial_statistics | statistic | 3004
AN002525 | binomial_statistics | p.value | 8.41351045176317e-195
AN002525 | binomial_statistics | parameter | 4130
AN002525 | binomial_statistics | conf.low | 0.715724953923766
AN002525 | binomial_statistics | conf.high | 1
AN002525 | binomial_statistics | method | Exact binomial test
AN002525 | binomial_statistics | alternative | greater
AN002526 | measurement_metadata | INSTRUMENT_NAME | Thermo Exactive Plus Orbitrap
AN002526 | measurement_metadata | INSTRUMENT_TYPE | Orbitrap
AN002526 | measurement_metadata | MS_TYPE | ESI
AN002526 | measurement_metadata | ION_MODE | POSITIVE
AN002526 | measurement_metadata | MS_COMMENTS | MS analyses were carried out using electrospray ionization in the positive ion mode using full scan analysis over m/z 200-1100 at 70,000 resolution and 3 Hz data acquisition rate. Additional MS settings were: ion spray voltage, 3.0 kV; capillary temperature, 300°C; probe heater temperature, 300°C; sheath gas, 50; auxiliary gas, 15; and S-lens RF level 60. All raw data were processed using Progenesis QI software (NonLinear Dynamics) for feature alignment, nontargeted signal detection, and signal integration. Targeted processing of a subset of known lipids was conducted using TraceFinder software (Thermo Fisher Scientific; Waltham, MA). Lipid identities were confirmed using reference standards representative of different lipid classes and previously characterized reference samples. Lipids were denoted by headgroup and total acyl carbon number and double bond content.
AN002526 | chromatography_metadata | CHROMATOGRAPHY_SUMMARY | C8-pos: high resolution and accurate mass profiling of polar and nonpolar lipids using reversed phase C8 chromatography and positive ion mode full scan MS
AN002526 | chromatography_metadata | CHROMATOGRAPHY_TYPE | Reversed phase
AN002526 | chromatography_metadata | INSTRUMENT_NAME | Shimadzu Nexera X2
AN002526 | chromatography_metadata | COLUMN_NAME | Waters Acquity BEH C8 (100 x 2.1mm, 1.7um)
AN002526 | chromatography_metadata | FLOW_GRADIENT | linear
AN002526 | chromatography_metadata | FLOW_RATE | 450 uL/min
AN002526 | chromatography_metadata | COLUMN_TEMPERATURE | 40 ℃
AN002526 | chromatography_metadata | SOLVENT_A | 10 mM Ammonium Acetate in 95:5:0.1, v:v:v Water: Methanol: Formic Acid
AN002526 | chromatography_metadata | SOLVENT_B | 0.1% Formic Acid in Methanol
AN002526 | missingness | n_missing | 1745
AN002526 | missingness | n_value | 22785
AN002526 | missingness | perc_missing | 7.6585472898837
AN002526 | binomial_statistics | estimate | 0.843108067877344
AN002526 | binomial_statistics | statistic | 2832
AN002526 | binomial_statistics | p.value | 0
AN002526 | binomial_statistics | parameter | 3359
AN002526 | binomial_statistics | conf.low | 0.832416535114438
AN002526 | binomial_statistics | conf.high | 1
AN002526 | binomial_statistics | method | Exact binomial test
AN002526 | binomial_statistics | alternative | greater
AN002580 | measurement_metadata | INSTRUMENT_NAME | Thermo Q Exactive Orbitrap
AN002580 | measurement_metadata | INSTRUMENT_TYPE | Orbitrap
AN002580 | measurement_metadata | MS_TYPE | ESI
AN002580 | measurement_metadata | ION_MODE | POSITIVE
AN002580 | measurement_metadata | MS_COMMENTS | Mass spectrometry was performed in polarity switching mode, with the following settings: resolution 35 000, AGC 1x106, m/z range 85-1275, sheath gas 50, auxiliary gas 20, sweep gas 2, probe temperature 150 °C, and capillary temperature 300 °C. For positive ionisation mode the source voltage was set at +4 kV and the S-lens voltage at +50 V. For negative ionisation mode the source voltage was set at -3.5 kV and the S-lens voltage at -50 V. Mass calibration was performed for each polarity before running a metabolomics batch to ensure mass accuracy of &lt; 2 ppm. Approximately 300 authentic metabolite standards were analysed at the start of each batch to provide accurate retention times to facilitate metabolite identification. Metabolomics samples were analysed in random order with periodic injections of the pooled QC, and blank samples, to assess analytical quality and aid downstream metabolite identification procedures. Metabolomics LC-MS Data Processing Raw metabolite data was processed using XCMS (Centwave) software for peak picking and mzMatch.R software for alignment and annotation of related metabolite peaks. Metabolites were then identified using the Excel-based IDEOM software by matching the mass of each peak and its retention time with a database, using a mass accuracy window of 2 ppm and a retention time window of 5% for metabolites matching authentic standards, and 35% for other putative metabolites based on a retention time prediction model (15). Noise and mass spectrometry artefacts were filtered using previously described algorithms (15, 16) to minimise false identifications. Detection of stable isotope labelled metabolite peaks were performed using mzMatch-ISO (17). Initial statistical analysis was performed with IDEOM using peak intensities (height) for all detected putative metabolites. Untargeted multivariate analysis was performed using MetaboAnalyst 4.0 (18), where the complete data sets were also analysed using enrichment analysis and pathway analysis functions (19, 20). Further analysis was undertaken using TraceFinderTM (Thermo) to obtain manually curated accurate peak areas for targeted univariate analyses for metabolites in key pathways. Metabolomics data are presented as fold-change values from 2 individual experiments, each with 4 replicates. Labelled metabolomics data is from a single metabolomics experiment and presented as a mean ± SD. Differences were determined using Student’s t-test where significant interactions were observed. Significance was determined at p values &lt; 0.05.
AN002580 | chromatography_metadata | CHROMATOGRAPHY_TYPE | HILIC
AN002580 | chromatography_metadata | INSTRUMENT_NAME | Thermo Dionex Ultimate 3000
AN002580 | chromatography_metadata | COLUMN_NAME | ZIC-pHILIC (150 mm x 4.6 mm, 5 Âµm)
AN002580 | missingness | n_missing | 1855
AN002580 | missingness | n_value | 9792
AN002580 | missingness | perc_missing | 18.9440359477124
AN002580 | binomial_statistics | estimate | 0.600898876404494
AN002580 | binomial_statistics | statistic | 1337
AN002580 | binomial_statistics | p.value | 7.88049326669957e-22
AN002580 | binomial_statistics | parameter | 2225
AN002580 | binomial_statistics | conf.low | 0.583506124770254
AN002580 | binomial_statistics | conf.high | 1
AN002580 | binomial_statistics | method | Exact binomial test
AN002580 | binomial_statistics | alternative | greater
AN002581 | measurement_metadata | INSTRUMENT_NAME | Thermo Exactive Plus Orbitrap
AN002581 | measurement_metadata | INSTRUMENT_TYPE | Orbitrap
AN002581 | measurement_metadata | MS_TYPE | ESI
AN002581 | measurement_metadata | ION_MODE | NEGATIVE
AN002581 | measurement_metadata | MS_COMMENTS | Mass spectrometry was performed in polarity switching mode, with the following settings: resolution 35 000, AGC 1x106, m/z range 85-1275, sheath gas 50, auxiliary gas 20, sweep gas 2, probe temperature 150 °C, and capillary temperature 300 °C. For positive ionisation mode the source voltage was set at +4 kV and the S-lens voltage at +50 V. For negative ionisation mode the source voltage was set at -3.5 kV and the S-lens voltage at -50 V. Mass calibration was performed for each polarity before running a metabolomics batch to ensure mass accuracy of &lt; 2 ppm. Approximately 300 authentic metabolite standards were analysed at the start of each batch to provide accurate retention times to facilitate metabolite identification. Metabolomics samples were analysed in random order with periodic injections of the pooled QC, and blank samples, to assess analytical quality and aid downstream metabolite identification procedures. Metabolomics LC-MS Data Processing Raw metabolite data was processed using XCMS (Centwave) software for peak picking and mzMatch.R software for alignment and annotation of related metabolite peaks. Metabolites were then identified using the Excel-based IDEOM software by matching the mass of each peak and its retention time with a database, using a mass accuracy window of 2 ppm and a retention time window of 5% for metabolites matching authentic standards, and 35% for other putative metabolites based on a retention time prediction model (15). Noise and mass spectrometry artefacts were filtered using previously described algorithms (15, 16) to minimise false identifications. Detection of stable isotope labelled metabolite peaks were performed using mzMatch-ISO (17). Initial statistical analysis was performed with IDEOM using peak intensities (height) for all detected putative metabolites. Untargeted multivariate analysis was performed using MetaboAnalyst 4.0 (18), where the complete data sets were also analysed using enrichment analysis and pathway analysis functions (19, 20). Further analysis was undertaken using TraceFinderTM (Thermo) to obtain manually curated accurate peak areas for targeted univariate analyses for metabolites in key pathways. Metabolomics data are presented as fold-change values from 2 individual experiments, each with 4 replicates. Labelled metabolomics data is from a single metabolomics experiment and presented as a mean ± SD. Differences were determined using Student’s t-test where significant interactions were observed. Significance was determined at p values &lt; 0.05.
AN002581 | chromatography_metadata | CHROMATOGRAPHY_TYPE | HILIC
AN002581 | chromatography_metadata | INSTRUMENT_NAME | Thermo Dionex Ultimate 3000
AN002581 | chromatography_metadata | COLUMN_NAME | ZIC-pHILIC (150 mm x 4.6 mm, 5 Âµm)
AN002581 | missingness | n_missing | 1065
AN002581 | missingness | n_value | 7024
AN002581 | missingness | perc_missing | 15.1623006833713
AN002581 | binomial_statistics | estimate | 0.639969488939741
AN002581 | binomial_statistics | statistic | 839
AN002581 | binomial_statistics | p.value | 1.27876283639586e-24
AN002581 | binomial_statistics | parameter | 1311
AN002581 | binomial_statistics | conf.low | 0.617564441467641
AN002581 | binomial_statistics | conf.high | 1
AN002581 | binomial_statistics | method | Exact binomial test
AN002581 | binomial_statistics | alternative | greater
AN002641 | measurement_metadata | INSTRUMENT_NAME | Agilent 7200 QTOF
AN002641 | measurement_metadata | INSTRUMENT_TYPE | QTOF
AN002641 | measurement_metadata | MS_TYPE | EI
AN002641 | measurement_metadata | MS_COMMENTS | MassHunter Quantitative Analysis B.07.00 version was used to process the data
AN002641 | measurement_metadata | ION_MODE | POSITIVE
AN002641 | chromatography_metadata | CHROMATOGRAPHY_SUMMARY | an Agilent 7890 GC system installed with a Restek RTX-5Sil MS column (30m length, 0.25 mm i.d, 0.25 μM df, 95% dimethyl/5%diphenyl polysiloxane film) with an additional 10m guard column. For Q-TOF-MS analyses,GC parameters were used by injecting 1 µL of derivatized sample into the GC in splitless mode at an injection temperature of 250°C and a constant flow of 1 mL/min. The initial oven temperature was held at 60°C for 0.5 min, and ramped at a rate of 10°C/min to 325°C that was maintained for 10 min for a total run time of 37 min.
AN002641 | chromatography_metadata | INSTRUMENT_NAME | Agilent 7890A
AN002641 | chromatography_metadata | COLUMN_NAME | Restek Rtx-5Sil (30m x 0.25mm,0.25um)
AN002641 | chromatography_metadata | CHROMATOGRAPHY_TYPE | GC
AN002641 | missingness | n_missing | 6153
AN002641 | missingness | n_value | 61440
AN002641 | missingness | perc_missing | 10.0146484375
AN002641 | binomial_statistics | estimate | 0.959498034146604
AN002641 | binomial_statistics | statistic | 17815
AN002641 | binomial_statistics | p.value | 0
AN002641 | binomial_statistics | parameter | 18567
AN002641 | binomial_statistics | conf.low | 0.957037554299471
AN002641 | binomial_statistics | conf.high | 1
AN002641 | binomial_statistics | method | Exact binomial test
AN002641 | binomial_statistics | alternative | greater
AN002642 | measurement_metadata | INSTRUMENT_NAME | Agilent 5977
AN002642 | measurement_metadata | INSTRUMENT_TYPE | Single quadrupole
AN002642 | measurement_metadata | MS_TYPE | EI
AN002642 | measurement_metadata | MS_COMMENTS | MassHunter Quantitative Analysis B.07.00 version was used to process the data
AN002642 | measurement_metadata | ION_MODE | POSITIVE
AN002642 | chromatography_metadata | CHROMATOGRAPHY_SUMMARY | an Agilent 7890 GC system installed with a Restek RTX-5Sil MS column (30m length, 0.25 mm i.d, 0.25 μM df, 95% dimethyl/5%diphenyl polysiloxane film) with an additional 10m guard column. For Q-TOF-MS analyses,GC parameters were used by injecting 1 µL of derivatized sample into the GC in splitless mode at an injection temperature of 250°C and a constant flow of 1 mL/min. The initial oven temperature was held at 60°C for 0.5 min, and ramped at a rate of 10°C/min to 325°C that was maintained for 10 min for a total run time of 37 min.
AN002642 | chromatography_metadata | INSTRUMENT_NAME | Agilent 7890A
AN002642 | chromatography_metadata | COLUMN_NAME | Restek Rtx-5Sil (30m x 0.25mm,0.25um)
AN002642 | chromatography_metadata | CHROMATOGRAPHY_TYPE | GC
AN002642 | missingness | n_missing | 6651
AN002642 | missingness | n_value | 60240
AN002642 | missingness | perc_missing | 11.0408366533865
AN002642 | binomial_statistics | estimate | 0.941756748774293
AN002642 | binomial_statistics | statistic | 15943
AN002642 | binomial_statistics | p.value | 0
AN002642 | binomial_statistics | parameter | 16929
AN002642 | binomial_statistics | conf.low | 0.938709826510983
AN002642 | binomial_statistics | conf.high | 1
AN002642 | binomial_statistics | method | Exact binomial test
AN002642 | binomial_statistics | alternative | greater
AN002648 | measurement_metadata | INSTRUMENT_NAME | Leco Pegasus IV TOF
AN002648 | measurement_metadata | INSTRUMENT_TYPE | GC-TOF
AN002648 | measurement_metadata | MS_TYPE | EI
AN002648 | measurement_metadata | ION_MODE | POSITIVE
AN002648 | measurement_metadata | MS_COMMENTS | LECO TOF-MS raw data files (.CDF format) were converted to MassHunter formats (.D format) using Agilent GCMS translator software. MassHunter Quantitative Analysis B.07.00 version was used to process the data
AN002648 | chromatography_metadata | CHROMATOGRAPHY_SUMMARY | untargeted metabolomics metadata
AN002648 | chromatography_metadata | CHROMATOGRAPHY_TYPE | GC
AN002648 | chromatography_metadata | INSTRUMENT_NAME | Leco Pegasus IV GC
AN002648 | chromatography_metadata | COLUMN_NAME | Restek Rtx-5Sil MS (30 x 0.25mm, 0.25um)
AN002648 | missingness | n_missing | 1544
AN002648 | missingness | n_value | 66048
AN002648 | missingness | perc_missing | 2.33769379844961
AN002648 | binomial_statistics | estimate | 0.933697265210939
AN002648 | binomial_statistics | statistic | 17617
AN002648 | binomial_statistics | p.value | 0
AN002648 | binomial_statistics | parameter | 18868
AN002648 | binomial_statistics | conf.low | 0.930641564166436
AN002648 | binomial_statistics | conf.high | 1
AN002648 | binomial_statistics | method | Exact binomial test
AN002648 | binomial_statistics | alternative | greater
AN002724 | measurement_metadata | INSTRUMENT_NAME | Waters Xevo-TQ-S
AN002724 | measurement_metadata | INSTRUMENT_TYPE | QTOF
AN002724 | measurement_metadata | MS_TYPE | ESI
AN002724 | measurement_metadata | ION_MODE | UNSPECIFIED
AN002724 | measurement_metadata | MS_COMMENTS | Capillary (Kv):1.5 (ESI+), 2.0 (ESI-) Source Temp (°C):150 Desolvation Temp(°C):550 Desolvation Gas Flow (L/Hr):1000
AN002724 | chromatography_metadata | CHROMATOGRAPHY_TYPE | UPLC
AN002724 | chromatography_metadata | INSTRUMENT_NAME | Waters Acquity
AN002724 | chromatography_metadata | COLUMN_NAME | Waters Acquity UPLC BEH C18(100*2.1mm, 1.7um)
AN002724 | missingness | n_missing | 2647
AN002724 | missingness | n_value | 201786
AN002724 | missingness | perc_missing | 1.31178575322371
AN002724 | binomial_statistics | estimate | 0.761829671983148
AN002724 | binomial_statistics | statistic | 63289
AN002724 | binomial_statistics | p.value | 0
AN002724 | binomial_statistics | parameter | 83075
AN002724 | binomial_statistics | conf.low | 0.759386031021503
AN002724 | binomial_statistics | conf.high | 1
AN002724 | binomial_statistics | method | Exact binomial test
AN002724 | binomial_statistics | alternative | greater
AN002756 | measurement_metadata | INSTRUMENT_NAME | Agilent 6540 QTOF
AN002756 | measurement_metadata | INSTRUMENT_TYPE | QTOF
AN002756 | measurement_metadata | MS_TYPE | ESI
AN002756 | measurement_metadata | MS_COMMENTS | Please see 'methods.pdf' associated with this project. This is the data from the C18 positive method.
AN002756 | measurement_metadata | ION_MODE | POSITIVE
AN002756 | chromatography_metadata | CHROMATOGRAPHY_SUMMARY | Please see 'methods.pdf' associated with this project. This is the data from the C18 positive method.
AN002756 | chromatography_metadata | INSTRUMENT_NAME | Agilent 1290 Infinity II
AN002756 | chromatography_metadata | COLUMN_NAME | Waters Acquity BEH C18 (100 x 2mm,1.7um)
AN002756 | chromatography_metadata | CHROMATOGRAPHY_TYPE | Reversed phase
AN002756 | missingness | n_missing | 127031
AN002756 | missingness | n_value | 248287
AN002756 | missingness | perc_missing | 51.162968661267
AN002756 | binomial_statistics | estimate | 0.779073862135751
AN002756 | binomial_statistics | statistic | 17699
AN002756 | binomial_statistics | p.value | 0
AN002756 | binomial_statistics | parameter | 22718
AN002756 | binomial_statistics | conf.low | 0.774498116088158
AN002756 | binomial_statistics | conf.high | 1
AN002756 | binomial_statistics | method | Exact binomial test
AN002756 | binomial_statistics | alternative | greater
AN002757 | measurement_metadata | INSTRUMENT_NAME | Agilent 6540 QTOF
AN002757 | measurement_metadata | INSTRUMENT_TYPE | QTOF
AN002757 | measurement_metadata | MS_TYPE | ESI
AN002757 | measurement_metadata | MS_COMMENTS | Please see 'methods.pdf' associated with this project. This is the data from the C18 negative method.
AN002757 | measurement_metadata | ION_MODE | NEGATIVE
AN002757 | chromatography_metadata | CHROMATOGRAPHY_SUMMARY | Please see 'methods.pdf' associated with this project. This is the data from the C18 negative method.
AN002757 | chromatography_metadata | INSTRUMENT_NAME | Agilent 1290 Infinity II
AN002757 | chromatography_metadata | COLUMN_NAME | Waters Acquity BEH C18 (100 x 2mm,1.7um)
AN002757 | chromatography_metadata | CHROMATOGRAPHY_TYPE | Reversed phase
AN002757 | missingness | n_missing | 126793
AN002757 | missingness | n_value | 217382
AN002757 | missingness | perc_missing | 58.3272764074302
AN002757 | binomial_statistics | estimate | 0.783435463476316
AN002757 | binomial_statistics | statistic | 16109
AN002757 | binomial_statistics | p.value | 0
AN002757 | binomial_statistics | parameter | 20562
AN002757 | binomial_statistics | conf.low | 0.778656787519119
AN002757 | binomial_statistics | conf.high | 1
AN002757 | binomial_statistics | method | Exact binomial test
AN002757 | binomial_statistics | alternative | greater
AN002758 | measurement_metadata | INSTRUMENT_NAME | Agilent 6540 QTOF
AN002758 | measurement_metadata | INSTRUMENT_TYPE | QTOF
AN002758 | measurement_metadata | MS_TYPE | ESI
AN002758 | measurement_metadata | MS_COMMENTS | Please see 'methods.pdf' associated with this project. This is the data from the HILIC positive method.
AN002758 | measurement_metadata | ION_MODE | POSITIVE
AN002758 | chromatography_metadata | CHROMATOGRAPHY_SUMMARY | Please see 'methods.pdf' associated with this project. This is the data from the HILIC positive method method.
AN002758 | chromatography_metadata | INSTRUMENT_NAME | Agilent 1290 Infinity II
AN002758 | chromatography_metadata | COLUMN_NAME | Waters Acquity BEH Amide (150 x 2.1mm,1.7um)
AN002758 | chromatography_metadata | CHROMATOGRAPHY_TYPE | HILIC
AN002758 | missingness | n_missing | 79544
AN002758 | missingness | n_value | 146374
AN002758 | missingness | perc_missing | 54.3429844097996
AN002758 | binomial_statistics | estimate | 0.793335161821174
AN002758 | binomial_statistics | statistic | 11570
AN002758 | binomial_statistics | p.value | 0
AN002758 | binomial_statistics | parameter | 14584
AN002758 | binomial_statistics | conf.low | 0.787742747507882
AN002758 | binomial_statistics | conf.high | 1
AN002758 | binomial_statistics | method | Exact binomial test
AN002758 | binomial_statistics | alternative | greater
AN002783 | measurement_metadata | INSTRUMENT_NAME | Thermo Q Exactive Orbitrap
AN002783 | measurement_metadata | INSTRUMENT_TYPE | Orbitrap
AN002783 | measurement_metadata | MS_TYPE | ESI
AN002783 | measurement_metadata | ION_MODE | POSITIVE
AN002783 | measurement_metadata | MS_COMMENTS | The UHPLC was coupled to a Q-Exactive (Thermo Scientific) mass analyzer running in polarity switching mode with spray-voltage=3.2kV, sheath-gas=40, aux-gas=15, sweep-gas=1, aux-gas-temp=350°C, and capillary-temp=275°C. For both polarities mass scan settings were kept at full-scan-range=(70-1000), ms1-resolution=70,000, max-injection-time=250ms, and AGC-target=1E6. MS2 data was also collected from the top three most abundant singly-charged ions in each scan with normalized-collision-energy=35. Each of the resulting “.RAW” files was then centroided and converted into two “.mzXML” files (one for positive scans and one for negative scans) using msconvert from ProteoWizard. These “.mzXML” files were imported into the MZmine 2 software package. Ion chromatograms were generated from MS1 spectra via the built-in Automated Data Analysis Pipeline (ADAP) chromatogram module and peaks were detected via the ADAP wavelets algorithm. Peaks were aligned across all samples via the Random sample consensus aligner module, gap-filled, and assigned identities using an exact mass MS1(+/-15ppm) and retention time RT (+/-0.5min) search of our in-house MS1-RT database. Peak boundaries and identifications were then further refined by manual curation. Peaks were quantified by area under the curve integration and exported as CSV files. If stable isotope tracing was used in the experiment, the peak areas were additionally processed via the R package AccuCor to correct for natural isotope abundance. Peak areas for each sample were normalized by the measured area of the internal standard trifluoromethanesulfonate (present in the extraction buffer) and by the number of cells present in the extracted well.
AN002783 | chromatography_metadata | CHROMATOGRAPHY_SUMMARY | Samples were run on a Vanquish (Thermo Scientific) UHPLC system with mobile phase A (20 mM ammonium carbonate, pH 9.7) and mobile phase B (100% Acetonitrile) at a flow rate of 150 µL/min on a SeQuant ZIC-pHILIC Polymeric column (2.1 × 150 mm 5 μm, EMD Millipore) at 35°C. Separation was achieved with a linear gradient from 20% A to 80% A in 20 min followed by a linear gradient from 80% A to 20% A from 20 min to 20.5 min. 20% A was then held from 20.5 min to 28 min.
AN002783 | chromatography_metadata | CHROMATOGRAPHY_TYPE | HILIC
AN002783 | chromatography_metadata | INSTRUMENT_NAME | Thermo Vanquish
AN002783 | chromatography_metadata | COLUMN_NAME | SeQuant ZIC-HILIC (150 x 2.1mm, 5um)
AN002783 | chromatography_metadata | FLOW_GRADIENT | 100% Acetonitrile
AN002783 | chromatography_metadata | FLOW_RATE | 150 µL/min
AN002783 | chromatography_metadata | COLUMN_TEMPERATURE | 35°C
AN002783 | chromatography_metadata | SOLVENT_A | 20 mM Ammonium carbonate, pH 9.7
AN002783 | chromatography_metadata | SOLVENT_B | 100% Acetonitrile
AN002783 | chromatography_metadata | INTERNAL_STANDARD | 10 nM Trifluoromethanesulfonate (extraction buffer)
AN002783 | missingness | n_missing | 2674
AN002783 | missingness | n_value | 5544
AN002783 | missingness | perc_missing | 48.2323232323232
AN002783 | binomial_statistics | estimate | 0.700819672131147
AN002783 | binomial_statistics | statistic | 855
AN002783 | binomial_statistics | p.value | 4.69668102250034e-46
AN002783 | binomial_statistics | parameter | 1220
AN002783 | binomial_statistics | conf.low | 0.678501906839624
AN002783 | binomial_statistics | conf.high | 1
AN002783 | binomial_statistics | method | Exact binomial test
AN002783 | binomial_statistics | alternative | greater
AN002784 | measurement_metadata | INSTRUMENT_NAME | Thermo Q Exactive Orbitrap
AN002784 | measurement_metadata | INSTRUMENT_TYPE | Orbitrap
AN002784 | measurement_metadata | MS_TYPE | ESI
AN002784 | measurement_metadata | ION_MODE | NEGATIVE
AN002784 | measurement_metadata | MS_COMMENTS | The UHPLC was coupled to a Q-Exactive (Thermo Scientific) mass analyzer running in polarity switching mode with spray-voltage=3.2kV, sheath-gas=40, aux-gas=15, sweep-gas=1, aux-gas-temp=350°C, and capillary-temp=275°C. For both polarities mass scan settings were kept at full-scan-range=(70-1000), ms1-resolution=70,000, max-injection-time=250ms, and AGC-target=1E6. MS2 data was also collected from the top three most abundant singly-charged ions in each scan with normalized-collision-energy=35. Each of the resulting “.RAW” files was then centroided and converted into two “.mzXML” files (one for positive scans and one for negative scans) using msconvert from ProteoWizard. These “.mzXML” files were imported into the MZmine 2 software package. Ion chromatograms were generated from MS1 spectra via the built-in Automated Data Analysis Pipeline (ADAP) chromatogram module and peaks were detected via the ADAP wavelets algorithm. Peaks were aligned across all samples via the Random sample consensus aligner module, gap-filled, and assigned identities using an exact mass MS1(+/-15ppm) and retention time RT (+/-0.5min) search of our in-house MS1-RT database. Peak boundaries and identifications were then further refined by manual curation. Peaks were quantified by area under the curve integration and exported as CSV files. If stable isotope tracing was used in the experiment, the peak areas were additionally processed via the R package AccuCor to correct for natural isotope abundance. Peak areas for each sample were normalized by the measured area of the internal standard trifluoromethanesulfonate (present in the extraction buffer) and by the number of cells present in the extracted well.
AN002784 | chromatography_metadata | CHROMATOGRAPHY_SUMMARY | Samples were run on a Vanquish (Thermo Scientific) UHPLC system with mobile phase A (20 mM ammonium carbonate, pH 9.7) and mobile phase B (100% Acetonitrile) at a flow rate of 150 µL/min on a SeQuant ZIC-pHILIC Polymeric column (2.1 × 150 mm 5 μm, EMD Millipore) at 35°C. Separation was achieved with a linear gradient from 20% A to 80% A in 20 min followed by a linear gradient from 80% A to 20% A from 20 min to 20.5 min. 20% A was then held from 20.5 min to 28 min.
AN002784 | chromatography_metadata | CHROMATOGRAPHY_TYPE | HILIC
AN002784 | chromatography_metadata | INSTRUMENT_NAME | Thermo Vanquish
AN002784 | chromatography_metadata | COLUMN_NAME | SeQuant ZIC-HILIC (150 x 2.1mm, 5um)
AN002784 | chromatography_metadata | FLOW_GRADIENT | 100% Acetonitrile
AN002784 | chromatography_metadata | FLOW_RATE | 150 µL/min
AN002784 | chromatography_metadata | COLUMN_TEMPERATURE | 35°C
AN002784 | chromatography_metadata | SOLVENT_A | 20 mM Ammonium carbonate, pH 9.7
AN002784 | chromatography_metadata | SOLVENT_B | 100% Acetonitrile
AN002784 | chromatography_metadata | INTERNAL_STANDARD | 10 nM Trifluoromethanesulfonate (extraction buffer)
AN002784 | missingness | n_missing | 8304
AN002784 | missingness | n_value | 17262
AN002784 | missingness | perc_missing | 48.1056656239138
AN002784 | binomial_statistics | estimate | 0.630225799239884
AN002784 | binomial_statistics | statistic | 2819
AN002784 | binomial_statistics | p.value | 6.61521055555676e-69
AN002784 | binomial_statistics | parameter | 4473
AN002784 | binomial_statistics | conf.low | 0.618180932510242
AN002784 | binomial_statistics | conf.high | 1
AN002784 | binomial_statistics | method | Exact binomial test
AN002784 | binomial_statistics | alternative | greater
AN002810 | measurement_metadata | INSTRUMENT_NAME | Thermo Q Exactive Orbitrap
AN002810 | measurement_metadata | INSTRUMENT_TYPE | Orbitrap
AN002810 | measurement_metadata | MS_TYPE | ESI
AN002810 | measurement_metadata | ION_MODE | UNSPECIFIED
AN002810 | measurement_metadata | MS_COMMENTS | The lipids were identified and quantified with LipidSearch 4.2.21 and the statistical analysis was conducted through Metaboanalyst 5.0
AN002810 | chromatography_metadata | CHROMATOGRAPHY_TYPE | Reversed phase
AN002810 | chromatography_metadata | INSTRUMENT_NAME | Vanquish Horizon Binary UHPLC
AN002810 | chromatography_metadata | COLUMN_NAME | Accucore Vanquish C18+ UHPLC Column
AN002810 | missingness | n_missing | 4003
AN002810 | missingness | n_value | 42040
AN002810 | missingness | perc_missing | 9.52188392007612
AN002810 | binomial_statistics | estimate | 0.745835982199619
AN002810 | binomial_statistics | statistic | 5866
AN002810 | binomial_statistics | p.value | 0
AN002810 | binomial_statistics | parameter | 7865
AN002810 | binomial_statistics | conf.low | 0.737630493523345
AN002810 | binomial_statistics | conf.high | 1
AN002810 | binomial_statistics | method | Exact binomial test
AN002810 | binomial_statistics | alternative | greater
AN002830 | measurement_metadata | INSTRUMENT_NAME | Thermo Q Exactive Plus Orbitrap
AN002830 | measurement_metadata | INSTRUMENT_TYPE | Orbitrap
AN002830 | measurement_metadata | MS_TYPE | ESI
AN002830 | measurement_metadata | ION_MODE | UNSPECIFIED
AN002830 | measurement_metadata | MS_COMMENTS | DDA and Parallel reaction monitoring methods on polar/nonpolar extracts in positive and negative ion modes
AN002830 | chromatography_metadata | CHROMATOGRAPHY_SUMMARY | Three chromatography types were employed to allow for optimal lipidome separation (i.e. C18 RPC for amphiphilic lipids, C30 RPC for triacylglycerols, HILIC for acylcarnitines). All details on the respective methods are provided in the attached methods document
AN002830 | chromatography_metadata | CHROMATOGRAPHY_TYPE | C18 Reversed Phase
AN002830 | chromatography_metadata | INSTRUMENT_NAME | Vanquish Horizon
AN002830 | chromatography_metadata | COLUMN_NAME | Accucore C18 column (150 x 2.1 mm; 2.6 µm, 150 Å, Thermo Fisher Scientific)
AN002830 | chromatography_metadata | FLOW_GRADIENT | 0-5 min – 50 to 80 % B (curve 5), 5-22 min – 80 to 95 % B (curve 4), 22-26 min – 95 % isocratic, 26-27 min – 95 to 100 % B (curve 5), 27-47 min – 100 % B isocratic, 47-47.1 min – 100 to 50 % B followed by 8 min re-equilibration at 50% B
AN002830 | chromatography_metadata | FLOW_RATE | 0.3 ml/min
AN002830 | chromatography_metadata | COLUMN_TEMPERATURE | 50
AN002830 | chromatography_metadata | SOLVENT_A | MeCN/H2O (1:1, v/v) + 5 mM ammonium formate + 0.1% (v/v) formic acid
AN002830 | chromatography_metadata | SOLVENT_B | i-PrOH/MeCN/H2O (85:10:5, v/v) + 5 mM ammonium formate + 0.1% (v/v) formic acid
AN002830 | missingness | n_missing | 106
AN002830 | missingness | n_value | 8766
AN002830 | missingness | perc_missing | 1.20921743098334
AN002830 | binomial_statistics | estimate | 0.979452054794521
AN002830 | binomial_statistics | statistic | 143
AN002830 | binomial_statistics | p.value | 5.81608367098631e-39
AN002830 | binomial_statistics | parameter | 146
AN002830 | binomial_statistics | conf.low | 0.947751805103756
AN002830 | binomial_statistics | conf.high | 1
AN002830 | binomial_statistics | method | Exact binomial test
AN002830 | binomial_statistics | alternative | greater
AN002838 | measurement_metadata | INSTRUMENT_NAME | Thermo Q Exactive Orbitrap
AN002838 | measurement_metadata | INSTRUMENT_TYPE | Orbitrap
AN002838 | measurement_metadata | MS_TYPE | ESI
AN002838 | measurement_metadata | ION_MODE | POSITIVE
AN002838 | measurement_metadata | MS_COMMENTS | One aliquot was analyzed using acidic positive-ion conditions, chromatographically optimized for more hydrophilic compounds. In this method, the extract was gradient-eluted from a C18 column (2.1 mm × 100 mm Waters UPLC BEH C18 1.7 µm column held at 40°C) using 5% water and 95% methanol and containing 0.05% perfluoropentanoic acid (PFPA) and 0.1% formic acid (FA) at pH 3.5.
AN002838 | chromatography_metadata | CHROMATOGRAPHY_SUMMARY | The first two aliquots were analyzed by two separate reverse-phase (RP)/UPLC-MS/MS methods with positive ion mode electrospray ionization (ESI): one aliquot was analyzed using acidic positive-ion conditions, chromatographically optimized for more hydrophilic compounds. In this method, the extract was gradient-eluted from a C18 column (2 mm × 100 mm Waters UPLC BEH C18 1.7 µm column held at 40°C) using 5% water and 95% methanol and containing 0.05% perfluoropentanoic acid (PFPA) and 0.1% formic acid (FA) at pH 3.5. The second aliquot was also analyzed using acidic positive-ion conditions; however, it was chromatographically optimized for more hydrophobic compounds. In this method, the extract was gradient-eluted from the aforementioned C18 column using methanol, acetonitrile, water, 0.05% PFPA, and 0.01% FA at pH 3.5. A third aliquot was analyzed by RP/UPLC-MS/MS using basic negative-ion mode ESI in a separate dedicated C18 column. The basic extracts were gradient-eluted from the column using methanol (95%) and water (5%) with 6.5 mM ammonium bicarbonate at pH 8.
AN002838 | chromatography_metadata | CHROMATOGRAPHY_TYPE | Reversed phase
AN002838 | chromatography_metadata | INSTRUMENT_NAME | Waters Acquity
AN002838 | chromatography_metadata | COLUMN_NAME | Waters Acquity BEH C18 (100 x 2mm, 1.7um)
AN002838 | missingness | n_missing | 756
AN002838 | missingness | n_value | 10660
AN002838 | missingness | perc_missing | 7.09193245778612
AN002838 | binomial_statistics | estimate | 0.862683023347843
AN002838 | binomial_statistics | statistic | 2180
AN002838 | binomial_statistics | p.value | 4.94065645841247e-324
AN002838 | binomial_statistics | parameter | 2527
AN002838 | binomial_statistics | conf.low | 0.850911591187016
AN002838 | binomial_statistics | conf.high | 1
AN002838 | binomial_statistics | method | Exact binomial test
AN002838 | binomial_statistics | alternative | greater
AN002840 | measurement_metadata | INSTRUMENT_NAME | Thermo Q Exactive Orbitrap
AN002840 | measurement_metadata | INSTRUMENT_TYPE | Orbitrap
AN002840 | measurement_metadata | MS_TYPE | ESI
AN002840 | measurement_metadata | ION_MODE | NEGATIVE
AN002840 | measurement_metadata | MS_COMMENTS | A third aliquot was analyzed by RP/UPLC-MS/MS using basic negative-ion mode ESI in a separate dedicated C18 column. The basic extracts were gradient-eluted from the column using methanol (95%) and water (5%) with 6.5 mM ammonium bicarbonate at pH 8.
AN002840 | chromatography_metadata | CHROMATOGRAPHY_SUMMARY | The first two aliquots were analyzed by two separate reverse-phase (RP)/UPLC-MS/MS methods with positive ion mode electrospray ionization (ESI): one aliquot was analyzed using acidic positive-ion conditions, chromatographically optimized for more hydrophilic compounds. In this method, the extract was gradient-eluted from a C18 column (2 mm × 100 mm Waters UPLC BEH C18 1.7 µm column held at 40°C) using 5% water and 95% methanol and containing 0.05% perfluoropentanoic acid (PFPA) and 0.1% formic acid (FA) at pH 3.5. The second aliquot was also analyzed using acidic positive-ion conditions; however, it was chromatographically optimized for more hydrophobic compounds. In this method, the extract was gradient-eluted from the aforementioned C18 column using methanol, acetonitrile, water, 0.05% PFPA, and 0.01% FA at pH 3.5. A third aliquot was analyzed by RP/UPLC-MS/MS using basic negative-ion mode ESI in a separate dedicated C18 column. The basic extracts were gradient-eluted from the column using methanol (95%) and water (5%) with 6.5 mM ammonium bicarbonate at pH 8.
AN002840 | chromatography_metadata | CHROMATOGRAPHY_TYPE | Reversed phase
AN002840 | chromatography_metadata | INSTRUMENT_NAME | Waters Acquity
AN002840 | chromatography_metadata | COLUMN_NAME | Waters Acquity BEH C18 (100 x 2mm, 1.7um)
AN002840 | missingness | n_missing | 529
AN002840 | missingness | n_value | 5824
AN002840 | missingness | perc_missing | 9.0831043956044
AN002840 | binomial_statistics | estimate | 0.764905149051491
AN002840 | binomial_statistics | statistic | 1129
AN002840 | binomial_statistics | p.value | 6.50472800230289e-97
AN002840 | binomial_statistics | parameter | 1476
AN002840 | binomial_statistics | conf.low | 0.746027967028207
AN002840 | binomial_statistics | conf.high | 1
AN002840 | binomial_statistics | method | Exact binomial test
AN002840 | binomial_statistics | alternative | greater
AN002848 | measurement_metadata | INSTRUMENT_NAME | Thermo Q Exactive Orbitrap
AN002848 | measurement_metadata | INSTRUMENT_TYPE | Orbitrap
AN002848 | measurement_metadata | MS_TYPE | ESI
AN002848 | measurement_metadata | ION_MODE | POSITIVE
AN002848 | measurement_metadata | MS_COMMENTS | Proprietary analytical software for integration and peak picking
AN002848 | chromatography_metadata | CHROMATOGRAPHY_SUMMARY | Positive ion mode electrospray ionization optimized for hydrophilic compounds
AN002848 | chromatography_metadata | CHROMATOGRAPHY_TYPE | Reversed phase
AN002848 | chromatography_metadata | INSTRUMENT_NAME | Waters Acquity
AN002848 | chromatography_metadata | COLUMN_NAME | Waters Acquity BEH C18 (100 x 2mm, 1.7um)
AN002848 | missingness | n_missing | 367
AN002848 | missingness | n_value | 9246
AN002848 | missingness | perc_missing | 3.96928401470906
AN002848 | binomial_statistics | estimate | 0.890660592255125
AN002848 | binomial_statistics | statistic | 1173
AN002848 | binomial_statistics | p.value | 3.55285264771477e-201
AN002848 | binomial_statistics | parameter | 1317
AN002848 | binomial_statistics | conf.low | 0.875483798171864
AN002848 | binomial_statistics | conf.high | 1
AN002848 | binomial_statistics | method | Exact binomial test
AN002848 | binomial_statistics | alternative | greater
AN002849 | measurement_metadata | INSTRUMENT_NAME | Thermo Q Exactive Orbitrap
AN002849 | measurement_metadata | INSTRUMENT_TYPE | Orbitrap
AN002849 | measurement_metadata | MS_TYPE | ESI
AN002849 | measurement_metadata | ION_MODE | POSITIVE
AN002849 | measurement_metadata | MS_COMMENTS | Proprietary analytical software for integration and peak picking
AN002849 | chromatography_metadata | CHROMATOGRAPHY_SUMMARY | Positive ion mode electrospray ionization optimized for hydrophobic compounds
AN002849 | chromatography_metadata | CHROMATOGRAPHY_TYPE | Reversed phase
AN002849 | chromatography_metadata | INSTRUMENT_NAME | Waters Acquity
AN002849 | chromatography_metadata | COLUMN_NAME | Waters Acquity BEH C18 (100 x 2mm, 1.7um)
AN002849 | missingness | n_missing | 280
AN002849 | missingness | n_value | 10304
AN002849 | missingness | perc_missing | 2.71739130434783
AN002849 | binomial_statistics | estimate | 0.89937106918239
AN002849 | binomial_statistics | statistic | 1001
AN002849 | binomial_statistics | p.value | 2.54810419965693e-179
AN002849 | binomial_statistics | parameter | 1113
AN002849 | binomial_statistics | conf.low | 0.88329528082675
AN002849 | binomial_statistics | conf.high | 1
AN002849 | binomial_statistics | method | Exact binomial test
AN002849 | binomial_statistics | alternative | greater
AN002850 | measurement_metadata | INSTRUMENT_NAME | Thermo Q Exactive Orbitrap
AN002850 | measurement_metadata | INSTRUMENT_TYPE | Orbitrap
AN002850 | measurement_metadata | MS_TYPE | ESI
AN002850 | measurement_metadata | ION_MODE | NEGATIVE
AN002850 | measurement_metadata | MS_COMMENTS | Proprietary analytical software for integration and peak picking
AN002850 | chromatography_metadata | CHROMATOGRAPHY_SUMMARY | Negative ion mode electrospray ionization
AN002850 | chromatography_metadata | CHROMATOGRAPHY_TYPE | Reversed phase
AN002850 | chromatography_metadata | INSTRUMENT_NAME | Waters Acquity
AN002850 | chromatography_metadata | COLUMN_NAME | Waters Acquity BEH C18 (100 x 2mm, 1.7um)
AN002850 | missingness | n_missing | 1411
AN002850 | missingness | n_value | 16192
AN002850 | missingness | perc_missing | 8.71417984189723
AN002850 | binomial_statistics | estimate | 0.826564495530013
AN002850 | binomial_statistics | statistic | 3236
AN002850 | binomial_statistics | p.value | 0
AN002850 | binomial_statistics | parameter | 3915
AN002850 | binomial_statistics | conf.low | 0.816303789405879
AN002850 | binomial_statistics | conf.high | 1
AN002850 | binomial_statistics | method | Exact binomial test
AN002850 | binomial_statistics | alternative | greater
AN002899 | measurement_metadata | INSTRUMENT_NAME | Thermo Q Exactive Orbitrap
AN002899 | measurement_metadata | INSTRUMENT_TYPE | Orbitrap
AN002899 | measurement_metadata | MS_TYPE | ESI
AN002899 | measurement_metadata | ION_MODE | POSITIVE
AN002899 | measurement_metadata | MS_COMMENTS | Mass spectrometry was performed in polarity switching mode, with the following settings: resolution 35 000, AGC 1x106, m/z range 85-1275, sheath gas 50, auxiliary gas 20, sweep gas 2, probe temperature 150 °C, and capillary temperature 300 °C. For positive ionisation mode the source voltage was set at +4 kV and the S-lens voltage at +50 V. For negative ionisation mode the source voltage was set at -3.5 kV and the S-lens voltage at -50 V. Mass calibration was performed for each polarity before running a metabolomics batch to ensure mass accuracy of &lt; 2 ppm. Approximately 300 authentic metabolite standards were analysed at the start of each batch to provide accurate retention times to facilitate metabolite identification. Metabolomics samples were analysed in random order with periodic injections of the pooled QC, and blank samples, to assess analytical quality and aid downstream metabolite identification procedures. Metabolomics LC-MS Data Processing Raw metabolite data was processed using XCMS (Centwave) software for peak picking and mzMatch.R software for alignment and annotation of related metabolite peaks. Metabolites were then identified using the Excel-based IDEOM software by matching the mass of each peak and its retention time with a database, using a mass accuracy window of 2 ppm and a retention time window of 5% for metabolites matching authentic standards, and 35% for other putative metabolites based on a retention time prediction model (15). Noise and mass spectrometry artefacts were filtered using previously described algorithms (15, 16) to minimise false identifications. Detection of stable isotope labelled metabolite peaks were performed using mzMatch-ISO (17). Initial statistical analysis was performed with IDEOM using peak intensities (height) for all detected putative metabolites. Untargeted multivariate analysis was performed using MetaboAnalyst 4.0 (18), where the complete data sets were also analysed using enrichment analysis and pathway analysis functions (19, 20). Further analysis was undertaken using TraceFinderTM (Thermo) to obtain manually curated accurate peak areas for targeted univariate analyses for metabolites in key pathways. Metabolomics data are presented as fold-change values from 2 individual experiments, each with 4 replicates. Labelled metabolomics data is from a single metabolomics experiment and presented as a mean ± SD. Differences were determined using Student’s t-test where significant interactions were observed. Significance was determined at p values &lt; 0.05.
AN002899 | chromatography_metadata | CHROMATOGRAPHY_TYPE | HILIC
AN002899 | chromatography_metadata | INSTRUMENT_NAME | Thermo Dionex Ultimate 3000
AN002899 | chromatography_metadata | COLUMN_NAME | ZIC-pHILIC (150 mm x 4.6 mm, 5 µm)
AN002899 | missingness | n_missing | 1759
AN002899 | missingness | n_value | 8672
AN002899 | missingness | perc_missing | 20.2836715867159
AN002899 | binomial_statistics | estimate | 0.538144329896907
AN002899 | binomial_statistics | statistic | 1305
AN002899 | binomial_statistics | p.value | 9.26927705573998e-05
AN002899 | binomial_statistics | parameter | 2425
AN002899 | binomial_statistics | conf.low | 0.521258253575973
AN002899 | binomial_statistics | conf.high | 1
AN002899 | binomial_statistics | method | Exact binomial test
AN002899 | binomial_statistics | alternative | greater
AN002900 | measurement_metadata | INSTRUMENT_NAME | Thermo Q Exactive Orbitrap
AN002900 | measurement_metadata | INSTRUMENT_TYPE | Orbitrap
AN002900 | measurement_metadata | MS_TYPE | ESI
AN002900 | measurement_metadata | ION_MODE | NEGATIVE
AN002900 | measurement_metadata | MS_COMMENTS | Mass spectrometry was performed in polarity switching mode, with the following settings: resolution 35 000, AGC 1x106, m/z range 85-1275, sheath gas 50, auxiliary gas 20, sweep gas 2, probe temperature 150 °C, and capillary temperature 300 °C. For positive ionisation mode the source voltage was set at +4 kV and the S-lens voltage at +50 V. For negative ionisation mode the source voltage was set at -3.5 kV and the S-lens voltage at -50 V. Mass calibration was performed for each polarity before running a metabolomics batch to ensure mass accuracy of &lt; 2 ppm. Approximately 300 authentic metabolite standards were analysed at the start of each batch to provide accurate retention times to facilitate metabolite identification. Metabolomics samples were analysed in random order with periodic injections of the pooled QC, and blank samples, to assess analytical quality and aid downstream metabolite identification procedures. Metabolomics LC-MS Data Processing Raw metabolite data was processed using XCMS (Centwave) software for peak picking and mzMatch.R software for alignment and annotation of related metabolite peaks. Metabolites were then identified using the Excel-based IDEOM software by matching the mass of each peak and its retention time with a database, using a mass accuracy window of 2 ppm and a retention time window of 5% for metabolites matching authentic standards, and 35% for other putative metabolites based on a retention time prediction model (15). Noise and mass spectrometry artefacts were filtered using previously described algorithms (15, 16) to minimise false identifications. Detection of stable isotope labelled metabolite peaks were performed using mzMatch-ISO (17). Initial statistical analysis was performed with IDEOM using peak intensities (height) for all detected putative metabolites. Untargeted multivariate analysis was performed using MetaboAnalyst 4.0 (18), where the complete data sets were also analysed using enrichment analysis and pathway analysis functions (19, 20). Further analysis was undertaken using TraceFinderTM (Thermo) to obtain manually curated accurate peak areas for targeted univariate analyses for metabolites in key pathways. Metabolomics data are presented as fold-change values from 2 individual experiments, each with 4 replicates. Labelled metabolomics data is from a single metabolomics experiment and presented as a mean ± SD. Differences were determined using Student’s t-test where significant interactions were observed. Significance was determined at p values &lt; 0.05.
AN002900 | chromatography_metadata | CHROMATOGRAPHY_TYPE | HILIC
AN002900 | chromatography_metadata | INSTRUMENT_NAME | Thermo Dionex Ultimate 3000
AN002900 | chromatography_metadata | COLUMN_NAME | ZIC-pHILIC (150 mm x 4.6 mm, 5 µm)
AN002900 | missingness | n_missing | 1534
AN002900 | missingness | n_value | 8688
AN002900 | missingness | perc_missing | 17.6565377532228
AN002900 | binomial_statistics | estimate | 0.576056338028169
AN002900 | binomial_statistics | statistic | 1227
AN002900 | binomial_statistics | p.value | 1.1757447275675e-12
AN002900 | binomial_statistics | parameter | 2130
AN002900 | binomial_statistics | conf.low | 0.558139217285965
AN002900 | binomial_statistics | conf.high | 1
AN002900 | binomial_statistics | method | Exact binomial test
AN002900 | binomial_statistics | alternative | greater
AN002915 | measurement_metadata | INSTRUMENT_NAME | Thermo Q Exactive Orbitrap
AN002915 | measurement_metadata | INSTRUMENT_TYPE | Orbitrap
AN002915 | measurement_metadata | MS_TYPE | ESI
AN002915 | measurement_metadata | ION_MODE | POSITIVE
AN002915 | measurement_metadata | MS_COMMENTS | Pos and neg data were acquired during the same chromatographic run using polarity switching. Full scan acquisition mode, resolution 140k, AGC target 3e6, max IT 200 ms, mass range 140-2000 m/z, number of scans 1
AN002915 | measurement_metadata | MASS_ACCURACY | 3 ppm
AN002915 | measurement_metadata | AUTOMATIC_GAIN_CONTROL | 3e6
AN002915 | measurement_metadata | DESOLVATION_GAS_FLOW | 34
AN002915 | measurement_metadata | INTERFACE_VOLTAGE | 3.5 kV
AN002915 | chromatography_metadata | CHROMATOGRAPHY_SUMMARY | Lipidomics analysis was performed using reversed phase liquid chromatography and high-resolution mass spectrometry. Samples (10 µl) were injected onto a Dionex Ultimate 3000 UHPLC system (Thermo Scientific, Australia) fitted with an analytical C8 column (100 x 2.1 mm; 2.7 µm, Sigma Aldrich, Australia). Chromatography was performed using solvent A (2 mM formic acid, 8 mM ammonium formate, 40% v/v isopropanol) and solvent B (2 mM formic acid, 8 mM ammonium formate, 98% v/v isopropanol) as mobile phases with a 30 min gradient starting at 0% B and increasing to 35% B from 0 to 8 min, then to 50% B from 8-16 min, then to 80% B from 16-19 min, then finally to 100% B by 23 min. 100% B was maintained for a further 3 min before equilibrating to 0% by 28 min and washing for a further 2 min.
AN002915 | chromatography_metadata | CHROMATOGRAPHY_TYPE | Reversed phase
AN002915 | chromatography_metadata | INSTRUMENT_NAME | Thermo Dionex Ultimate 3000 RS
AN002915 | chromatography_metadata | COLUMN_NAME | Sigma Aldrich, Supleco, C8, 100 x 2.1 mm; 2.7 µm
AN002915 | chromatography_metadata | FLOW_GRADIENT | 0 min - 0%B, 8 min - 35%B, 16 min - 50%B, 19 min - 80%B, 23 min 100%B, 26 min - 100%B, 28 min - 0%B
AN002915 | chromatography_metadata | FLOW_RATE | 0.2 ml/min
AN002915 | chromatography_metadata | COLUMN_TEMPERATURE | 40C
AN002915 | chromatography_metadata | SOLVENT_A | 2 mM formic acid, 8 mM ammonium formate, 40% v/v isopropanol
AN002915 | chromatography_metadata | SOLVENT_B | 2 mM formic acid, 8 mM ammonium formate, 98% v/v isopropanol
AN002915 | chromatography_metadata | INJECTION_TEMPERATURE | 4
AN002915 | chromatography_metadata | ANALYTICAL_TIME | 30 min
AN002915 | chromatography_metadata | OVEN_TEMPERATURE | 40C
AN002915 | chromatography_metadata | SAMPLE_LOOP_SIZE | 25 uL
AN002915 | chromatography_metadata | SAMPLE_SYRINGE_SIZE | 25 uL
AN002915 | missingness | n_missing | 442
AN002915 | missingness | n_value | 7254
AN002915 | missingness | perc_missing | 6.09318996415771
AN002915 | binomial_statistics | estimate | 0.897476340694006
AN002915 | binomial_statistics | statistic | 569
AN002915 | binomial_statistics | p.value | 8.77332304652615e-102
AN002915 | binomial_statistics | parameter | 634
AN002915 | binomial_statistics | conf.low | 0.875471909020057
AN002915 | binomial_statistics | conf.high | 1
AN002915 | binomial_statistics | method | Exact binomial test
AN002915 | binomial_statistics | alternative | greater
AN002916 | measurement_metadata | INSTRUMENT_NAME | Thermo Q Exactive Orbitrap
AN002916 | measurement_metadata | INSTRUMENT_TYPE | Orbitrap
AN002916 | measurement_metadata | MS_TYPE | ESI
AN002916 | measurement_metadata | ION_MODE | NEGATIVE
AN002916 | measurement_metadata | MS_COMMENTS | Pos and neg data were acquired during the same chromatographic run using polarity switching. Full scan acquisition mode, resolution 140k, AGC target 3e6, max IT 200 ms, mass range 140-2000 m/z, number of scans 1
AN002916 | measurement_metadata | MASS_ACCURACY | 3 ppm
AN002916 | measurement_metadata | AUTOMATIC_GAIN_CONTROL | 3e6
AN002916 | measurement_metadata | DESOLVATION_GAS_FLOW | 34
AN002916 | measurement_metadata | INTERFACE_VOLTAGE | 3.5 kV
AN002916 | chromatography_metadata | CHROMATOGRAPHY_SUMMARY | Lipidomics analysis was performed using reversed phase liquid chromatography and high-resolution mass spectrometry. Samples (10 µl) were injected onto a Dionex Ultimate 3000 UHPLC system (Thermo Scientific, Australia) fitted with an analytical C8 column (100 x 2.1 mm; 2.7 µm, Sigma Aldrich, Australia). Chromatography was performed using solvent A (2 mM formic acid, 8 mM ammonium formate, 40% v/v isopropanol) and solvent B (2 mM formic acid, 8 mM ammonium formate, 98% v/v isopropanol) as mobile phases with a 30 min gradient starting at 0% B and increasing to 35% B from 0 to 8 min, then to 50% B from 8-16 min, then to 80% B from 16-19 min, then finally to 100% B by 23 min. 100% B was maintained for a further 3 min before equilibrating to 0% by 28 min and washing for a further 2 min.
AN002916 | chromatography_metadata | CHROMATOGRAPHY_TYPE | Reversed phase
AN002916 | chromatography_metadata | INSTRUMENT_NAME | Thermo Dionex Ultimate 3000 RS
AN002916 | chromatography_metadata | COLUMN_NAME | Sigma Aldrich, Supleco, C8, 100 x 2.1 mm; 2.7 µm
AN002916 | chromatography_metadata | FLOW_GRADIENT | 0 min - 0%B, 8 min - 35%B, 16 min - 50%B, 19 min - 80%B, 23 min 100%B, 26 min - 100%B, 28 min - 0%B
AN002916 | chromatography_metadata | FLOW_RATE | 0.2 ml/min
AN002916 | chromatography_metadata | COLUMN_TEMPERATURE | 40C
AN002916 | chromatography_metadata | SOLVENT_A | 2 mM formic acid, 8 mM ammonium formate, 40% v/v isopropanol
AN002916 | chromatography_metadata | SOLVENT_B | 2 mM formic acid, 8 mM ammonium formate, 98% v/v isopropanol
AN002916 | chromatography_metadata | INJECTION_TEMPERATURE | 4
AN002916 | chromatography_metadata | ANALYTICAL_TIME | 30 min
AN002916 | chromatography_metadata | OVEN_TEMPERATURE | 40C
AN002916 | chromatography_metadata | SAMPLE_LOOP_SIZE | 25 uL
AN002916 | chromatography_metadata | SAMPLE_SYRINGE_SIZE | 25 uL
AN002916 | missingness | n_missing | 162
AN002916 | missingness | n_value | 5616
AN002916 | missingness | perc_missing | 2.88461538461538
AN002916 | binomial_statistics | estimate | 0.897810218978102
AN002916 | binomial_statistics | statistic | 123
AN002916 | binomial_statistics | p.value | 3.059241695237e-23
AN002916 | binomial_statistics | parameter | 137
AN002916 | binomial_statistics | conf.low | 0.844865162304727
AN002916 | binomial_statistics | conf.high | 1
AN002916 | binomial_statistics | method | Exact binomial test
AN002916 | binomial_statistics | alternative | greater
AN002917 | measurement_metadata | INSTRUMENT_NAME | Thermo Q Exactive Orbitrap
AN002917 | measurement_metadata | INSTRUMENT_TYPE | Orbitrap
AN002917 | measurement_metadata | MS_TYPE | ESI
AN002917 | measurement_metadata | ION_MODE | POSITIVE
AN002917 | measurement_metadata | MS_COMMENTS | Pos and neg data were acquired during the same chromatographic run using polarity switching. Full scan acquisition mode, resolution 140k, AGC target 3e6, max IT 200 ms, mass range 140-2000 m/z, number of scans 1
AN002917 | measurement_metadata | MASS_ACCURACY | 3 ppm
AN002917 | measurement_metadata | AUTOMATIC_GAIN_CONTROL | 3e6
AN002917 | measurement_metadata | DESOLVATION_GAS_FLOW | 34
AN002917 | measurement_metadata | INTERFACE_VOLTAGE | 3.5 kV
AN002917 | chromatography_metadata | CHROMATOGRAPHY_SUMMARY | Lipidomics analysis was performed using reversed phase liquid chromatography and high-resolution mass spectrometry. Samples (10 µl) were injected onto a Dionex Ultimate 3000 UHPLC system (Thermo Scientific, Australia) fitted with an analytical C8 column (100 x 2.1 mm; 2.7 µm, Sigma Aldrich, Australia). Chromatography was performed using solvent A (2 mM formic acid, 8 mM ammonium formate, 40% v/v isopropanol) and solvent B (2 mM formic acid, 8 mM ammonium formate, 98% v/v isopropanol) as mobile phases with a 30 min gradient starting at 0% B and increasing to 35% B from 0 to 8 min, then to 50% B from 8-16 min, then to 80% B from 16-19 min, then finally to 100% B by 23 min. 100% B was maintained for a further 3 min before equilibrating to 0% by 28 min and washing for a further 2 min.
AN002917 | chromatography_metadata | CHROMATOGRAPHY_TYPE | Reversed phase
AN002917 | chromatography_metadata | INSTRUMENT_NAME | Thermo Dionex Ultimate 3000 RS
AN002917 | chromatography_metadata | COLUMN_NAME | Sigma Aldrich, Supleco, C8, 100 x 2.1 mm; 2.7 µm
AN002917 | chromatography_metadata | FLOW_GRADIENT | 0 min - 0%B, 8 min - 35%B, 16 min - 50%B, 19 min - 80%B, 23 min 100%B, 26 min - 100%B, 28 min - 0%B
AN002917 | chromatography_metadata | FLOW_RATE | 0.2 ml/min
AN002917 | chromatography_metadata | COLUMN_TEMPERATURE | 40C
AN002917 | chromatography_metadata | SOLVENT_A | 2 mM formic acid, 8 mM ammonium formate, 40% v/v isopropanol
AN002917 | chromatography_metadata | SOLVENT_B | 2 mM formic acid, 8 mM ammonium formate, 98% v/v isopropanol
AN002917 | chromatography_metadata | INJECTION_TEMPERATURE | 4
AN002917 | chromatography_metadata | ANALYTICAL_TIME | 30 min
AN002917 | chromatography_metadata | OVEN_TEMPERATURE | 40C
AN002917 | chromatography_metadata | SAMPLE_LOOP_SIZE | 25 uL
AN002917 | chromatography_metadata | SAMPLE_SYRINGE_SIZE | 25 uL
AN002917 | missingness | n_missing | 418
AN002917 | missingness | n_value | 9557
AN002917 | missingness | perc_missing | 4.37375745526839
AN002917 | binomial_statistics | estimate | 0.88
AN002917 | binomial_statistics | statistic | 330
AN002917 | binomial_statistics | p.value | 5.44193005458123e-55
AN002917 | binomial_statistics | parameter | 375
AN002917 | binomial_statistics | conf.low | 0.8487991017282
AN002917 | binomial_statistics | conf.high | 1
AN002917 | binomial_statistics | method | Exact binomial test
AN002917 | binomial_statistics | alternative | greater
AN002918 | measurement_metadata | INSTRUMENT_NAME | Thermo Q Exactive Orbitrap
AN002918 | measurement_metadata | INSTRUMENT_TYPE | Orbitrap
AN002918 | measurement_metadata | MS_TYPE | ESI
AN002918 | measurement_metadata | ION_MODE | NEGATIVE
AN002918 | measurement_metadata | MS_COMMENTS | Pos and neg data were acquired during the same chromatographic run using polarity switching. Full scan acquisition mode, resolution 140k, AGC target 3e6, max IT 200 ms, mass range 140-2000 m/z, number of scans 1
AN002918 | measurement_metadata | MASS_ACCURACY | 3 ppm
AN002918 | measurement_metadata | AUTOMATIC_GAIN_CONTROL | 3e6
AN002918 | measurement_metadata | DESOLVATION_GAS_FLOW | 34
AN002918 | measurement_metadata | INTERFACE_VOLTAGE | 3.5 kV
AN002918 | chromatography_metadata | CHROMATOGRAPHY_SUMMARY | Lipidomics analysis was performed using reversed phase liquid chromatography and high-resolution mass spectrometry. Samples (10 µl) were injected onto a Dionex Ultimate 3000 UHPLC system (Thermo Scientific, Australia) fitted with an analytical C8 column (100 x 2.1 mm; 2.7 µm, Sigma Aldrich, Australia). Chromatography was performed using solvent A (2 mM formic acid, 8 mM ammonium formate, 40% v/v isopropanol) and solvent B (2 mM formic acid, 8 mM ammonium formate, 98% v/v isopropanol) as mobile phases with a 30 min gradient starting at 0% B and increasing to 35% B from 0 to 8 min, then to 50% B from 8-16 min, then to 80% B from 16-19 min, then finally to 100% B by 23 min. 100% B was maintained for a further 3 min before equilibrating to 0% by 28 min and washing for a further 2 min.
AN002918 | chromatography_metadata | CHROMATOGRAPHY_TYPE | Reversed phase
AN002918 | chromatography_metadata | INSTRUMENT_NAME | Thermo Dionex Ultimate 3000 RS
AN002918 | chromatography_metadata | COLUMN_NAME | Sigma Aldrich, Supleco, C8, 100 x 2.1 mm; 2.7 µm
AN002918 | chromatography_metadata | FLOW_GRADIENT | 0 min - 0%B, 8 min - 35%B, 16 min - 50%B, 19 min - 80%B, 23 min 100%B, 26 min - 100%B, 28 min - 0%B
AN002918 | chromatography_metadata | FLOW_RATE | 0.2 ml/min
AN002918 | chromatography_metadata | COLUMN_TEMPERATURE | 40C
AN002918 | chromatography_metadata | SOLVENT_A | 2 mM formic acid, 8 mM ammonium formate, 40% v/v isopropanol
AN002918 | chromatography_metadata | SOLVENT_B | 2 mM formic acid, 8 mM ammonium formate, 98% v/v isopropanol
AN002918 | chromatography_metadata | INJECTION_TEMPERATURE | 4
AN002918 | chromatography_metadata | ANALYTICAL_TIME | 30 min
AN002918 | chromatography_metadata | OVEN_TEMPERATURE | 40C
AN002918 | chromatography_metadata | SAMPLE_LOOP_SIZE | 25 uL
AN002918 | chromatography_metadata | SAMPLE_SYRINGE_SIZE | 25 uL
AN002918 | missingness | n_missing | 108
AN002918 | missingness | n_value | 2907
AN002918 | missingness | perc_missing | 3.71517027863777
AN002918 | binomial_statistics | estimate | 0.936507936507937
AN002918 | binomial_statistics | statistic | 59
AN002918 | binomial_statistics | p.value | 6.91062875327054e-14
AN002918 | binomial_statistics | parameter | 63
AN002918 | binomial_statistics | conf.low | 0.860570580014755
AN002918 | binomial_statistics | conf.high | 1
AN002918 | binomial_statistics | method | Exact binomial test
AN002918 | binomial_statistics | alternative | greater
AN002954 | measurement_metadata | INSTRUMENT_NAME | Agilent 6490 QQQ
AN002954 | measurement_metadata | INSTRUMENT_TYPE | Triple quadrupole
AN002954 | measurement_metadata | MS_TYPE | ESI
AN002954 | measurement_metadata | ION_MODE | NEGATIVE
AN002954 | measurement_metadata | MS_COMMENTS | Lipid profiling was performed using an Agilent 1260 HPLC coupled to an Agilent 6490 triple quadrupole (QQQ) mass spectrometer (41). Each sample was run through three separate chromatographic conditions (reverse-phase negative mode, reverse-phase positive mode and normal-phase positive mode) for the effective quantification of over 337 distinct lipids from over 28 lipid subclasses, as previously described (41). Individual lipid species were measured by multiple reaction monitoring transitions.
AN002954 | chromatography_metadata | CHROMATOGRAPHY_SUMMARY | Reverse phase
AN002954 | chromatography_metadata | CHROMATOGRAPHY_TYPE | Reversed phase
AN002954 | chromatography_metadata | INSTRUMENT_NAME | Agilent 1260
AN002954 | chromatography_metadata | COLUMN_NAME | Agilent Eclipse XDB-C18 (100 x 3.0mm)
AN002954 | missingness | n_missing | 29
AN002954 | missingness | n_value | 2700
AN002954 | missingness | perc_missing | 1.07407407407407
AN002954 | binomial_statistics | estimate | 0.766990291262136
AN002954 | binomial_statistics | statistic | 79
AN002954 | binomial_statistics | p.value | 2.49038148412858e-08
AN002954 | binomial_statistics | parameter | 103
AN002954 | binomial_statistics | conf.low | 0.688241478297575
AN002954 | binomial_statistics | conf.high | 1
AN002954 | binomial_statistics | method | Exact binomial test
AN002954 | binomial_statistics | alternative | greater
AN002965 | measurement_metadata | INSTRUMENT_NAME | Agilent 6445 Q-TOF
AN002965 | measurement_metadata | INSTRUMENT_TYPE | QTOF
AN002965 | measurement_metadata | MS_TYPE | ESI
AN002965 | measurement_metadata | ION_MODE | POSITIVE
AN002965 | measurement_metadata | MS_COMMENTS | Positive mode identified compounds
AN002965 | chromatography_metadata | CHROMATOGRAPHY_SUMMARY | Positive mode RP
AN002965 | chromatography_metadata | CHROMATOGRAPHY_TYPE | Reversed phase
AN002965 | chromatography_metadata | INSTRUMENT_NAME | Agilent 1290 Infinity II
AN002965 | chromatography_metadata | COLUMN_NAME | Waters Acquity BEH C18 (100 x 2mm, 1.7um)
AN002965 | missingness | n_missing | 332
AN002965 | missingness | n_value | 16300
AN002965 | missingness | perc_missing | 2.03680981595092
AN002965 | binomial_statistics | estimate | 0.837511900983815
AN002965 | binomial_statistics | statistic | 2639
AN002965 | binomial_statistics | p.value | 0
AN002965 | binomial_statistics | parameter | 3151
AN002965 | binomial_statistics | conf.low | 0.826312357651851
AN002965 | binomial_statistics | conf.high | 1
AN002965 | binomial_statistics | method | Exact binomial test
AN002965 | binomial_statistics | alternative | greater
AN002967 | measurement_metadata | INSTRUMENT_NAME | Agilent 6445 Q-TOF
AN002967 | measurement_metadata | INSTRUMENT_TYPE | QTOF
AN002967 | measurement_metadata | MS_TYPE | ESI
AN002967 | measurement_metadata | ION_MODE | NEGATIVE
AN002967 | measurement_metadata | MS_COMMENTS | Negative mode identified compounds
AN002967 | chromatography_metadata | CHROMATOGRAPHY_SUMMARY | Negative mode RP
AN002967 | chromatography_metadata | CHROMATOGRAPHY_TYPE | Reversed phase
AN002967 | chromatography_metadata | INSTRUMENT_NAME | Agilent 1290 Infinity II
AN002967 | chromatography_metadata | COLUMN_NAME | Waters Acquity BEH C18 (100 x 2mm, 1.7um)
AN002967 | missingness | n_missing | 452
AN002967 | missingness | n_value | 16700
AN002967 | missingness | perc_missing | 2.70658682634731
AN002967 | binomial_statistics | estimate | 0.50249335106383
AN002967 | binomial_statistics | statistic | 6046
AN002967 | binomial_statistics | p.value | 0.295331844278615
AN002967 | binomial_statistics | parameter | 12032
AN002967 | binomial_statistics | conf.low | 0.494954322137126
AN002967 | binomial_statistics | conf.high | 1
AN002967 | binomial_statistics | method | Exact binomial test
AN002967 | binomial_statistics | alternative | greater
AN002972 | measurement_metadata | INSTRUMENT_NAME | ABI Sciex 5600+ TripleTOF
AN002972 | measurement_metadata | INSTRUMENT_TYPE | QTOF
AN002972 | measurement_metadata | MS_TYPE | ESI
AN002972 | measurement_metadata | ION_MODE | POSITIVE
AN002972 | measurement_metadata | MS_COMMENTS | In-house data processing pipeline
AN002972 | chromatography_metadata | CHROMATOGRAPHY_TYPE | Reversed phase
AN002972 | chromatography_metadata | INSTRUMENT_NAME | Shimadzu 20AD
AN002972 | chromatography_metadata | COLUMN_NAME | Waters Acquity BEH HSS T3 (50 x 2.1mm, 1.8um)
AN002972 | missingness | n_missing | 1319
AN002972 | missingness | n_value | 49500
AN002972 | missingness | perc_missing | 2.66464646464646
AN002972 | binomial_statistics | estimate | 0.887010145215835
AN002972 | binomial_statistics | statistic | 8918
AN002972 | binomial_statistics | p.value | 0
AN002972 | binomial_statistics | parameter | 10054
AN002972 | binomial_statistics | conf.low | 0.881683971810471
AN002972 | binomial_statistics | conf.high | 1
AN002972 | binomial_statistics | method | Exact binomial test
AN002972 | binomial_statistics | alternative | greater
AN002973 | measurement_metadata | INSTRUMENT_NAME | ABI Sciex 5600+ TripleTOF
AN002973 | measurement_metadata | INSTRUMENT_TYPE | QTOF
AN002973 | measurement_metadata | MS_TYPE | ESI
AN002973 | measurement_metadata | ION_MODE | NEGATIVE
AN002973 | measurement_metadata | MS_COMMENTS | In-house data processing pipeline
AN002973 | chromatography_metadata | CHROMATOGRAPHY_TYPE | Reversed phase
AN002973 | chromatography_metadata | INSTRUMENT_NAME | Shimadzu 20AD
AN002973 | chromatography_metadata | COLUMN_NAME | Waters Acquity BEH HSS T3 (50 x 2.1mm, 1.8um)
AN002973 | missingness | n_missing | 556
AN002973 | missingness | n_value | 36000
AN002973 | missingness | perc_missing | 1.54444444444444
AN002973 | binomial_statistics | estimate | 0.845806882726362
AN002973 | binomial_statistics | statistic | 5063
AN002973 | binomial_statistics | p.value | 0
AN002973 | binomial_statistics | parameter | 5986
AN002973 | binomial_statistics | conf.low | 0.837921204493074
AN002973 | binomial_statistics | conf.high | 1
AN002973 | binomial_statistics | method | Exact binomial test
AN002973 | binomial_statistics | alternative | greater
AN002976 | measurement_metadata | INSTRUMENT_NAME | Agilent 5977
AN002976 | measurement_metadata | INSTRUMENT_TYPE | Single quadrupole
AN002976 | measurement_metadata | MS_TYPE | EI
AN002976 | measurement_metadata | ION_MODE | NEGATIVE
AN002976 | measurement_metadata | MS_COMMENTS | Raw data from Agilent's MassHunter software environment were imported into the freeware, Automatic Mass Spectral Deconvolution and Identification Software or AMDIS (version 2.73)—7-9; courtesy of NIST at http://chemdata.nist.gov/mass-spc/amdis/). Peaks were not normalized, with all samples run in a single batch sequence, for which we have found normalization of peak intensities to not be necessary. Deconvoluted spectra were annotated as metabolites using an orthogonal approach that incorporates both retention time (RT) from GC and the fragmentation pattern observed in EI-MS. Peak annotation was based primarily on our own RT-locked spectral library of metabolites (2059 spectra from 1174 unique compounds at the time of analysis; January 2020). Our library is built upon the Fiehn GC/MS Metabolomics RTL Library (a gift from Agilent, their part number G1676-90000; Kind et al. 2009 3. Additional spectra have been gleaned from running pure reagent standards in our lab, from the Golm Metabolome Library10 http://csbdb.mpimp-golm.mpg.de/csbdb/gmd/gmd.html), and from the Wiley 10th-NIST 2014 commercial library (Agilent G1730-64000). Peak alignment and chemometrics of log-base-two-transformed areas of deconvoluted peaks were performed with our own custom macros, written in our lab in Visual Basic (version 6.0) for use in the Excel (Microsoft Office Professional Plus 2019) software environment (both from Microsoft, Redmond, WA)
AN002976 | chromatography_metadata | CHROMATOGRAPHY_TYPE | GC
AN002976 | chromatography_metadata | INSTRUMENT_NAME | Agilent 7890B
AN002976 | chromatography_metadata | COLUMN_NAME | Agilent DB5-MS (15m x 0.25mm, 0.25um)
AN002976 | chromatography_metadata | COLUMN_TEMPERATURE | 325
AN002976 | chromatography_metadata | INTERNAL_STANDARD | TMS-D27-C14:0
AN002976 | missingness | n_missing | 1729
AN002976 | missingness | n_value | 6840
AN002976 | missingness | perc_missing | 25.2777777777778
AN002976 | binomial_statistics | estimate | 0.869910625620655
AN002976 | binomial_statistics | statistic | 876
AN002976 | binomial_statistics | p.value | 3.62855591832185e-136
AN002976 | binomial_statistics | parameter | 1007
AN002976 | binomial_statistics | conf.low | 0.851171156535037
AN002976 | binomial_statistics | conf.high | 1
AN002976 | binomial_statistics | method | Exact binomial test
AN002976 | binomial_statistics | alternative | greater
AN002978 | measurement_metadata | INSTRUMENT_NAME | ABI Sciex 5500 QTrap
AN002978 | measurement_metadata | INSTRUMENT_TYPE | Triple quadrupole
AN002978 | measurement_metadata | MS_TYPE | ESI
AN002978 | measurement_metadata | ION_MODE | POSITIVE
AN002978 | measurement_metadata | MS_COMMENTS | Analyst version 1.6 Software from SCIEX. For Validation METIDQ Software version Boron from Biocrates
AN002978 | chromatography_metadata | CHROMATOGRAPHY_SUMMARY | LC - Instrument Parameters AbsoluteIDQ® p180 Kit (Biocrates Life Science AG, Innsbruck, Austria) System: UPLC (Waters Acquity, Waters Corporation, Milford, USA) Column: Agilent, Zorbax Eclipse XDB C18, 3.0 x 100 mm, 3.5 μM, Agilent Waldbronn, Germany Precolumn: Security Guard, Phenomenex, C18, 4 x 3 mm; Phenomenex, Aschaffenburg, Germany Materials: Water MiliQ, Methanol (Merck KGaA, Darmstadt, Germany, hypergrade for LC-MS) Acetonitril (Merck KGaA, Darmstadt, Germany hypergrade for LC-MS) Ammonium Acetate (Honeywell - Fluka, Seelze, Germany) Formic Acid (Honeywell, Fluka, Seelze, Germany) Running Solvent: 5mM ammonium acetat in methanol LC: A: 2mL Formic acid in MilliQ water B: 1mL Formic Acid in Acetonitrile Gradient Table LC Time (min) Flow Rate (mL/min) %A %B Curve Initial 0.500 100.0 0.0 Initial 0.50 0.500 100.0 0.0 6 4.00 0.500 30.0 70.0 6 5.30 0.500 30.0 70.0 6 5.40 0.500 100.0 0.0 6 7.30 0.500 100.0 0.0 6
AN002978 | chromatography_metadata | CHROMATOGRAPHY_TYPE | Reversed phase
AN002978 | chromatography_metadata | INSTRUMENT_NAME | UPLC (Waters Acquity, Waters Corporation, Milford, USA)
AN002978 | chromatography_metadata | COLUMN_NAME | Agilent Zorbax Eclipse XDB C18 3.0 x 100mm, 3.5µM, Agilent Waldbronn, Germany
AN002978 | chromatography_metadata | METHODS_FILENAME | LC_parameters-metabolites.pdf
AN002978 | missingness | n_missing | 273
AN002978 | missingness | n_value | 20735
AN002978 | missingness | perc_missing | 1.3166144200627
AN002978 | binomial_statistics | estimate | 0.948228882833787
AN002978 | binomial_statistics | statistic | 348
AN002978 | binomial_statistics | p.value | 9.63697888992282e-80
AN002978 | binomial_statistics | parameter | 367
AN002978 | binomial_statistics | conf.low | 0.924957479534691
AN002978 | binomial_statistics | conf.high | 1
AN002978 | binomial_statistics | method | Exact binomial test
AN002978 | binomial_statistics | alternative | greater
AN002983 | measurement_metadata | INSTRUMENT_NAME | Agilent 6550 QTOF
AN002983 | measurement_metadata | INSTRUMENT_TYPE | CSH
AN002983 | measurement_metadata | MS_TYPE | EI
AN002983 | measurement_metadata | MS_COMMENTS | LC/MS parameters The LC/QTOFMS analyses are performed using an Agilent 1290 Infinity LC system (G4220A binary pump, G4226A autosampler, and G1316C Column Thermostat) coupled to either an Agilent 6530 (positive ion mode) or an Agilent 6550 mass spectrometer equipped with an ion funnel (iFunnel) (negative ion mode). Lipids are separated on an Acquity UPLC CSH C18 column (100 x 2.1 mm; 1.7 µm) maintained at 65°C at a flow-rate of 0.6 mL/min. Solvent pre-heating (Agilent G1316) was used. The mobile phases consist of 60:40 acetonitrile:water with 10 mM ammonium formate and 0.1% formic acid (A) and 90:10 propan-2-ol:acetonitrile with 10 mM ammonium formate and 0.1% formic acid. The gradient is as follows: 0 min 85% (A); 0–2 min 70% (A); 2–2.5 min 52% (A); 2.5–11 min 18% (A); 11–11.5 min 1% (A); 11.5–12 min 1% (A); 12–12.1 min 85% (A); 12.1–15 min 85% (A). A sample volume of 3 µL is used for the injection. Sample temperature is maintained at 4°C in the autosampler. The quadrupole/time-of-flight (QTOF) mass spectrometers are operated with electrospray ionization (ESI) performing full scan in the mass range m/z 65–1700 in positive (Agilent 6530, equipped with a JetStreamSource) and negative (Agilent 6550, equipped with a dual JetStream Source) modes producing both unique and complementary spectra. Instrument parameters are as follows (positive mode) Gas Temp 325°C, Gas Flow 8 l/min, Nebulizer 35 psig, Sheath Gas 350°C, Sheath Gas Flow 11, Capillary Voltage 3500 V, Nozzle Voltage 1000V, Fragmentor 120V, Skimmer 65V. Data (both profile and centroid) are collected at a rate of 2 scans per second. In negative ion mode, Gas Temp 200°C, Gas Flow 14 l/min, Fragmentor 175V, with the other parameters identical to positive ion mode. For the 6530 QTOF, a reference solution generating ions of 121.050 and 922.007 m/z in positive mode and 119.036 and 966.0007 m/z in negative mode, and these are used for continuous mass correction. For the 6550, the reference solution is introduced via a dual spray ESI, with the same ions and continuous mass correction. Samples are injected (1.7 μl in positive mode and 5 μl in negative ion mode) with a needle wash for 20 seconds (wash solvent is isopropanol). The valve is switched back and forth during the run for washing; this has been shown to be essential for reducing carryover of less polar lipids.
AN002983 | measurement_metadata | ION_MODE | UNSPECIFIED
AN002983 | chromatography_metadata | CHROMATOGRAPHY_SUMMARY | Complex lipids by LC QTOF CSH
AN002983 | chromatography_metadata | INSTRUMENT_NAME | Agilent 6550
AN002983 | chromatography_metadata | COLUMN_NAME | Waters Acquity BEH C18 (100 x 2mm, 1.7um)
AN002983 | chromatography_metadata | CHROMATOGRAPHY_TYPE | Reversed phase
AN002983 | missingness | n_missing | 30
AN002983 | missingness | n_value | 50348
AN002983 | missingness | perc_missing | 0.05958528640661
AN002983 | binomial_statistics | estimate | 0.850746268656716
AN002983 | binomial_statistics | statistic | 114
AN002983 | binomial_statistics | p.value | 1.78566254296884e-17
AN002983 | binomial_statistics | parameter | 134
AN002983 | binomial_statistics | conf.low | 0.79055281978197
AN002983 | binomial_statistics | conf.high | 1
AN002983 | binomial_statistics | method | Exact binomial test
AN002983 | binomial_statistics | alternative | greater
AN002986 | measurement_metadata | INSTRUMENT_NAME | Agilent 6550 QTOF
AN002986 | measurement_metadata | INSTRUMENT_TYPE | CSH
AN002986 | measurement_metadata | MS_TYPE | EI
AN002986 | measurement_metadata | ION_MODE | UNSPECIFIED
AN002986 | measurement_metadata | MS_COMMENTS | LC/MS parameters The LC/QTOFMS analyses are performed using an Agilent 1290 Infinity LC system (G4220A binary pump, G4226A autosampler, and G1316C Column Thermostat) coupled to either an Agilent 6530 (positive ion mode) or an Agilent 6550 mass spectrometer equipped with an ion funnel (iFunnel) (negative ion mode). Lipids are separated on an Acquity UPLC CSH C18 column (100 x 2.1 mm; 1.7 µm) maintained at 65°C at a flow-rate of 0.6 mL/min. Solvent pre-heating (Agilent G1316) was used. The mobile phases consist of 60:40 acetonitrile:water with 10 mM ammonium formate and 0.1% formic acid (A) and 90:10 propan-2-ol:acetonitrile with 10 mM ammonium formate and 0.1% formic acid. The gradient is as follows: 0 min 85% (A); 0–2 min 70% (A); 2–2.5 min 52% (A); 2.5–11 min 18% (A); 11–11.5 min 1% (A); 11.5–12 min 1% (A); 12–12.1 min 85% (A); 12.1–15 min 85% (A). A sample volume of 3 µL is used for the injection. Sample temperature is maintained at 4°C in the autosampler. The quadrupole/time-of-flight (QTOF) mass spectrometers are operated with electrospray ionization (ESI) performing full scan in the mass range m/z 65–1700 in positive (Agilent 6530, equipped with a JetStreamSource) and negative (Agilent 6550, equipped with a dual JetStream Source) modes producing both unique and complementary spectra. Instrument parameters are as follows (positive mode) Gas Temp 325°C, Gas Flow 8 l/min, Nebulizer 35 psig, Sheath Gas 350°C, Sheath Gas Flow 11, Capillary Voltage 3500 V, Nozzle Voltage 1000V, Fragmentor 120V, Skimmer 65V. Data (both profile and centroid) are collected at a rate of 2 scans per second. In negative ion mode, Gas Temp 200°C, Gas Flow 14 l/min, Fragmentor 175V, with the other parameters identical to positive ion mode. For the 6530 QTOF, a reference solution generating ions of 121.050 and 922.007 m/z in positive mode and 119.036 and 966.0007 m/z in negative mode, and these are used for continuous mass correction. For the 6550, the reference solution is introduced via a dual spray ESI, with the same ions and continuous mass correction. Samples are injected (1.7 μl in positive mode and 5 μl in negative ion mode) with a needle wash for 20 seconds (wash solvent is isopropanol). The valve is switched back and forth during the run for washing; this has been shown to be essential for reducing carryover of less polar lipids.
AN002986 | chromatography_metadata | CHROMATOGRAPHY_SUMMARY | Complex lipids by LC QTOF CSH
AN002986 | chromatography_metadata | CHROMATOGRAPHY_TYPE | CSH
AN002986 | chromatography_metadata | INSTRUMENT_NAME | Agilent 6550
AN002986 | chromatography_metadata | COLUMN_NAME | Waters Acquity BEH C18 (100 x 2mm, 1.7um)
AN002986 | missingness | n_missing | 545
AN002986 | missingness | n_value | 25500
AN002986 | missingness | perc_missing | 2.13725490196078
AN002986 | binomial_statistics | estimate | 0.835137385512073
AN002986 | binomial_statistics | statistic | 1003
AN002986 | binomial_statistics | p.value | 3.43822604606763e-130
AN002986 | binomial_statistics | parameter | 1201
AN002986 | binomial_statistics | conf.low | 0.816504187994936
AN002986 | binomial_statistics | conf.high | 1
AN002986 | binomial_statistics | method | Exact binomial test
AN002986 | binomial_statistics | alternative | greater
AN002987 | measurement_metadata | INSTRUMENT_NAME | ABI Sciex 6600 TripleTOF
AN002987 | measurement_metadata | INSTRUMENT_TYPE | TTOF
AN002987 | measurement_metadata | MS_TYPE | EI
AN002987 | measurement_metadata | ION_MODE | UNSPECIFIED
AN002987 | measurement_metadata | MS_COMMENTS | The LC/QTOFMS analyses are performed using an Agilent 1290 Infinity LC system (G4220A binary pump, G4226A autosampler, and G1316C Column Thermostat) coupled to a SCIEX Triple TOF mass spectrometer. Polar compounds are separated on an Acquity UPLC BEH Amide Column, 130Å, 1.7 µm, 2.1 mm X 150 mm maintained at 45°C at a flow-rate of 0.4 mL/min. Solvent pre-heating (Agilent G1316) was used. The mobile phases consist of: Water, 10 mM Ammonium Formate, 0.125% Formic Acid (A) and Acetonitrile: Water (95/5, v/v), 10 mM Ammonium Formate, 0.125% Formic Acid (B) The gradient is as follows: 0 min 100% (A); 0–2 min 100% (A); 2–7.7 min 30% (A); 7.7–9.5 min 60% (A); 9.5–10.3 min 70% (A); 10.3–12.8 min 0% (A); 12.8–16.8 min 0% (A. A sample volume of 1 µL for positive mode and 3 µL for negative mode is used for the injection. Sample temperature is maintained at 4°C in the autosampler. SCIEX Triple TOF 6600mass spectrometers are operated with electrospray ionization (ESI) performing full scan in the mass range m/z 50–1200. Number of cycles in MS1 is 1667 with cycle time of 500ms and accumulation time 475ms. Mass spectrometer parameters are as follows (positive mode) Gas Temp 300°C, gas pressures in psi units with : GS1 and GS2 50 psi, CUR: 35. ISVF is 4500V and DP and CE are 10V and 100 V.
AN002987 | chromatography_metadata | CHROMATOGRAPHY_SUMMARY | Biogenic amines by LC TTOF HILIC
AN002987 | chromatography_metadata | CHROMATOGRAPHY_TYPE | HILIC
AN002987 | chromatography_metadata | INSTRUMENT_NAME | Agilent 1290 Infinity
AN002987 | chromatography_metadata | COLUMN_NAME | Waters Acquity BEH Amide (150 x 2.1mm, 1.7um)
AN002987 | missingness | n_missing | 60
AN002987 | missingness | n_value | 21716
AN002987 | missingness | perc_missing | 0.276293976791306
AN002987 | binomial_statistics | estimate | 0.942222222222222
AN002987 | binomial_statistics | statistic | 424
AN002987 | binomial_statistics | p.value | 4.18787961471364e-94
AN002987 | binomial_statistics | parameter | 450
AN002987 | binomial_statistics | conf.low | 0.920732993171286
AN002987 | binomial_statistics | conf.high | 1
AN002987 | binomial_statistics | method | Exact binomial test
AN002987 | binomial_statistics | alternative | greater
AN003020 | measurement_metadata | INSTRUMENT_NAME | Thermo Q Exactive Orbitrap
AN003020 | measurement_metadata | INSTRUMENT_TYPE | Orbitrap
AN003020 | measurement_metadata | MS_TYPE | ESI
AN003020 | measurement_metadata | ION_MODE | POSITIVE
AN003020 | measurement_metadata | MS_COMMENTS | Data were analyzed using Progenesis QI peak picking software ThermoScientific Trace Finder 5.0.
AN003020 | chromatography_metadata | CHROMATOGRAPHY_TYPE | HILIC
AN003020 | chromatography_metadata | INSTRUMENT_NAME | ID-X
AN003020 | chromatography_metadata | COLUMN_NAME | C8
AN003020 | missingness | n_missing | 28
AN003020 | missingness | n_value | 2244
AN003020 | missingness | perc_missing | 1.24777183600713
AN003020 | binomial_statistics | estimate | 0.9
AN003020 | binomial_statistics | statistic | 45
AN003020 | binomial_statistics | p.value | 2.10492601127045e-09
AN003020 | binomial_statistics | parameter | 50
AN003020 | binomial_statistics | conf.low | 0.801166997483582
AN003020 | binomial_statistics | conf.high | 1
AN003020 | binomial_statistics | method | Exact binomial test
AN003020 | binomial_statistics | alternative | greater
AN003023 | measurement_metadata | INSTRUMENT_NAME | Thermo LTQ-FT
AN003023 | measurement_metadata | INSTRUMENT_TYPE | Single quadrupole
AN003023 | measurement_metadata | MS_TYPE | ESI
AN003023 | measurement_metadata | ION_MODE | POSITIVE
AN003023 | measurement_metadata | MS_COMMENTS | Bioinformatics: The informatics system consisted of four major components, the Laboratory Information Management System (LIMS), the data extraction and peak-identification software, data processing tools for QC and compound identification, and a collection of information interpretation and visualization tools for use by data analysts. The hardware and software foundations for these informatics components were the LAN backbone, and a database server running Oracle 10.2.0.1 Enterprise Edition. LIMS: The purpose of the Metabolon LIMS system was to enable fully auditable laboratory automation through a secure, easy to use, and highly specialized system. The scope of the Metabolon LIMS system encompasses sample accessioning, sample preparation and instrumental analysis and reporting and advanced data analysis. All of the subsequent software systems are grounded in the LIMS data structures. It has been modified to leverage and interface with the in-house information extraction and data visualization systems, as well as third party instrumentation and data analysis software. Data Extraction and Quality Assurance: The data extraction of the raw mass spec data files yielded information that could loaded into a relational database and manipulated without resorting to BLOB manipulation. Once in the database the information was examined and appropriate QC limits were imposed. Peaks were identified using Metabolon’s proprietary peak integration software, and component parts were stored in a separate and specifically designed complex data structure. Compound identification: Compounds were identified by comparison to library entries of purified standards or recurrent unknown entities. Identification of known chemical entities was based on comparison to metabolomic library entries of purified standards. As of this writing, more than 1000 commercially available purified standard compounds had been acquired registered into LIMS for distribution to both the LC and GC platforms for determination of their analytical characteristics. The combination of chromatographic properties and mass spectra gave an indication of a match to the specific compound or an isobaric entity. Additional entities could be identified by virtue of their recurrent nature (both chromatographic and mass spectral). These compounds have the potential to be identified by future acquisition of a matching purified standard or by classical structural analysis. Curation: A variety of curation procedures were carried out to ensure that a high quality data set was made available for statistical analysis and data interpretation. The QC and curation processes were designed to ensure accurate and consistent identification of true chemical entities, and to remove those representing system artifacts, mis-assignments, and background noise. Metabolon data analysts use proprietary visualization and interpretation software to confirm the consistency of peak identification among the various samples. Library matches for each compound were checked for each sample and corrected if necessary.
AN003023 | chromatography_metadata | CHROMATOGRAPHY_SUMMARY | The samples destined for GC/MS analysis were re-dried under vacuum desiccation for a minimum of 24 hours prior to being derivatized under dried nitrogen using bistrimethyl-silyl-triflouroacetamide (BSTFA). The GC column was 5% phenyl and the temperature ramp is from 40° to 300° C in a 16 minute period. Samples were analyzed on a Thermo-Finnigan Trace DSQ fast-scanning single-quadrupole mass spectrometer using electron impact ionization. The instrument was tuned and calibrated for mass resolution and mass accuracy on a daily basis.
AN003023 | chromatography_metadata | CHROMATOGRAPHY_TYPE | GC
AN003023 | chromatography_metadata | INSTRUMENT_NAME | Thermo-Finnigan Trace DSQ
AN003023 | chromatography_metadata | COLUMN_NAME | per Metabolon
AN003023 | missingness | n_missing | 79
AN003023 | missingness | n_value | 1776
AN003023 | missingness | perc_missing | 4.4481981981982
AN003023 | binomial_statistics | estimate | 0.93491124260355
AN003023 | binomial_statistics | statistic | 158
AN003023 | binomial_statistics | p.value | 8.28087758353174e-35
AN003023 | binomial_statistics | parameter | 169
AN003023 | binomial_statistics | conf.low | 0.894562433071125
AN003023 | binomial_statistics | conf.high | 1
AN003023 | binomial_statistics | method | Exact binomial test
AN003023 | binomial_statistics | alternative | greater
AN003024 | measurement_metadata | INSTRUMENT_NAME | Thermo LTQ-FT
AN003024 | measurement_metadata | INSTRUMENT_TYPE | Single quadrupole
AN003024 | measurement_metadata | MS_TYPE | ESI
AN003024 | measurement_metadata | ION_MODE | POSITIVE
AN003024 | measurement_metadata | MS_COMMENTS | Accurate Mass Determination and MS/MS fragmentation (LC/MS), (LC/MS/MS): The LC/MS portion of the platform was based on a Waters ACQUITY UPLC and a Thermo-Finnigan LTQ-FT mass spectrometer, which had a linear ion-trap (LIT) front end and a Fourier transform ion cyclotron resonance (FT-ICR) mass spectrometer backend. For ions with counts greater than 2 million, an accurate mass measurement could be performed. Accurate mass measurements could be made on the parent ion as well as fragments. The typical mass error was less than 5 ppm. Ions with less than two million counts require a greater amount of effort to characterize. Fragmentation spectra (MS/MS) were typically generated in data dependent manner, but if necessary, targeted MS/MS could be employed, such as in the case of lower level signals. Bioinformatics: The informatics system consisted of four major components, the Laboratory Information Management System (LIMS), the data extraction and peak-identification software, data processing tools for QC and compound identification, and a collection of information interpretation and visualization tools for use by data analysts. The hardware and software foundations for these informatics components were the LAN backbone, and a database server running Oracle 10.2.0.1 Enterprise Edition. LIMS: The purpose of the Metabolon LIMS system was to enable fully auditable laboratory automation through a secure, easy to use, and highly specialized system. The scope of the Metabolon LIMS system encompasses sample accessioning, sample preparation and instrumental analysis and reporting and advanced data analysis. All of the subsequent software systems are grounded in the LIMS data structures. It has been modified to leverage and interface with the in-house information extraction and data visualization systems, as well as third party instrumentation and data analysis software. Data Extraction and Quality Assurance: The data extraction of the raw mass spec data files yielded information that could loaded into a relational database and manipulated without resorting to BLOB manipulation. Once in the database the information was examined and appropriate QC limits were imposed. Peaks were identified using Metabolon’s proprietary peak integration software, and component parts were stored in a separate and specifically designed complex data structure. Compound identification: Compounds were identified by comparison to library entries of purified standards or recurrent unknown entities. Identification of known chemical entities was based on comparison to metabolomic library entries of purified standards. As of this writing, more than 1000 commercially available purified standard compounds had been acquired registered into LIMS for distribution to both the LC and GC platforms for determination of their analytical characteristics. The combination of chromatographic properties and mass spectra gave an indication of a match to the specific compound or an isobaric entity. Additional entities could be identified by virtue of their recurrent nature (both chromatographic and mass spectral). These compounds have the potential to be identified by future acquisition of a matching purified standard or by classical structural analysis. Curation: A variety of curation procedures were carried out to ensure that a high quality data set was made available for statistical analysis and data interpretation. The QC and curation processes were designed to ensure accurate and consistent identification of true chemical entities, and to remove those representing system artifacts, mis-assignments, and background noise. Metabolon data analysts use proprietary visualization and interpretation software to confirm the consistency of peak identification among the various samples. Library matches for each compound were checked for each sample and corrected if necessary.
AN003024 | chromatography_metadata | CHROMATOGRAPHY_SUMMARY | The LC/MS portion of the platform was based on a Waters ACQUITY UPLC and a Thermo-Finnigan LTQ mass spectrometer, which consisted of an electrospray ionization (ESI) source and linear ion-trap (LIT) mass analyzer. The sample extract was split into two aliquots, dried, then reconstituted in acidic or basic LC-compatible solvents, each of which contained 11 or more injection standards at fixed concentrations. One aliquot was analyzed using acidic positive ion optimized conditions and the other using basic negative ion optimized conditions in two independent injections using separate dedicated columns. Extracts reconstituted in acidic conditions were gradient eluted using water and methanol both containing 0.1% Formic acid, while the basic extracts, which also used water/methanol, contained 6.5mM Ammonium Bicarbonate.
AN003024 | chromatography_metadata | CHROMATOGRAPHY_TYPE | LC/MS
AN003024 | chromatography_metadata | INSTRUMENT_NAME | Waters Acquity
AN003024 | chromatography_metadata | COLUMN_NAME | per Metabolon
AN003024 | missingness | n_missing | 28
AN003024 | missingness | n_value | 1728
AN003024 | missingness | perc_missing | 1.62037037037037
AN003024 | binomial_statistics | estimate | 0.89
AN003024 | binomial_statistics | statistic | 89
AN003024 | binomial_statistics | p.value | 1.27042666774616e-16
AN003024 | binomial_statistics | parameter | 100
AN003024 | binomial_statistics | conf.low | 0.824497197420557
AN003024 | binomial_statistics | conf.high | 1
AN003024 | binomial_statistics | method | Exact binomial test
AN003024 | binomial_statistics | alternative | greater
AN003025 | measurement_metadata | INSTRUMENT_NAME | Thermo LTQ-FT
AN003025 | measurement_metadata | INSTRUMENT_TYPE | Single quadrupole
AN003025 | measurement_metadata | MS_TYPE | ESI
AN003025 | measurement_metadata | ION_MODE | NEGATIVE
AN003025 | measurement_metadata | MS_COMMENTS | Accurate Mass Determination and MS/MS fragmentation (LC/MS), (LC/MS/MS): The LC/MS portion of the platform was based on a Waters ACQUITY UPLC and a Thermo-Finnigan LTQ-FT mass spectrometer, which had a linear ion-trap (LIT) front end and a Fourier transform ion cyclotron resonance (FT-ICR) mass spectrometer backend. For ions with counts greater than 2 million, an accurate mass measurement could be performed. Accurate mass measurements could be made on the parent ion as well as fragments. The typical mass error was less than 5 ppm. Ions with less than two million counts require a greater amount of effort to characterize. Fragmentation spectra (MS/MS) were typically generated in data dependent manner, but if necessary, targeted MS/MS could be employed, such as in the case of lower level signals. Bioinformatics: The informatics system consisted of four major components, the Laboratory Information Management System (LIMS), the data extraction and peak-identification software, data processing tools for QC and compound identification, and a collection of information interpretation and visualization tools for use by data analysts. The hardware and software foundations for these informatics components were the LAN backbone, and a database server running Oracle 10.2.0.1 Enterprise Edition. LIMS: The purpose of the Metabolon LIMS system was to enable fully auditable laboratory automation through a secure, easy to use, and highly specialized system. The scope of the Metabolon LIMS system encompasses sample accessioning, sample preparation and instrumental analysis and reporting and advanced data analysis. All of the subsequent software systems are grounded in the LIMS data structures. It has been modified to leverage and interface with the in-house information extraction and data visualization systems, as well as third party instrumentation and data analysis software. Data Extraction and Quality Assurance: The data extraction of the raw mass spec data files yielded information that could loaded into a relational database and manipulated without resorting to BLOB manipulation. Once in the database the information was examined and appropriate QC limits were imposed. Peaks were identified using Metabolon’s proprietary peak integration software, and component parts were stored in a separate and specifically designed complex data structure. Compound identification: Compounds were identified by comparison to library entries of purified standards or recurrent unknown entities. Identification of known chemical entities was based on comparison to metabolomic library entries of purified standards. As of this writing, more than 1000 commercially available purified standard compounds had been acquired registered into LIMS for distribution to both the LC and GC platforms for determination of their analytical characteristics. The combination of chromatographic properties and mass spectra gave an indication of a match to the specific compound or an isobaric entity. Additional entities could be identified by virtue of their recurrent nature (both chromatographic and mass spectral). These compounds have the potential to be identified by future acquisition of a matching purified standard or by classical structural analysis. Curation: A variety of curation procedures were carried out to ensure that a high quality data set was made available for statistical analysis and data interpretation. The QC and curation processes were designed to ensure accurate and consistent identification of true chemical entities, and to remove those representing system artifacts, mis-assignments, and background noise. Metabolon data analysts use proprietary visualization and interpretation software to confirm the consistency of peak identification among the various samples. Library matches for each compound were checked for each sample and corrected if necessary.
AN003025 | chromatography_metadata | CHROMATOGRAPHY_SUMMARY | The LC/MS portion of the platform was based on a Waters ACQUITY UPLC and a Thermo-Finnigan LTQ mass spectrometer, which consisted of an electrospray ionization (ESI) source and linear ion-trap (LIT) mass analyzer. The sample extract was split into two aliquots, dried, then reconstituted in acidic or basic LC-compatible solvents, each of which contained 11 or more injection standards at fixed concentrations. One aliquot was analyzed using acidic positive ion optimized conditions and the other using basic negative ion optimized conditions in two independent injections using separate dedicated columns. Extracts reconstituted in acidic conditions were gradient eluted using water and methanol both containing 0.1% Formic acid, while the basic extracts, which also used water/methanol, contained 6.5mM Ammonium Bicarbonate.
AN003025 | chromatography_metadata | CHROMATOGRAPHY_TYPE | LC/MS
AN003025 | chromatography_metadata | INSTRUMENT_NAME | Waters Acquity
AN003025 | chromatography_metadata | COLUMN_NAME | per Metabolon
AN003025 | missingness | n_missing | 87
AN003025 | missingness | n_value | 2272
AN003025 | missingness | perc_missing | 3.82922535211268
AN003025 | binomial_statistics | estimate | 0.951351351351351
AN003025 | binomial_statistics | statistic | 176
AN003025 | binomial_statistics | p.value | 1.23287318453815e-41
AN003025 | binomial_statistics | parameter | 185
AN003025 | binomial_statistics | conf.low | 0.916643850501246
AN003025 | binomial_statistics | conf.high | 1
AN003025 | binomial_statistics | method | Exact binomial test
AN003025 | binomial_statistics | alternative | greater
AN003026 | measurement_metadata | INSTRUMENT_NAME | Thermo LTQ-FT
AN003026 | measurement_metadata | INSTRUMENT_TYPE | Single quadrupole
AN003026 | measurement_metadata | MS_TYPE | ESI
AN003026 | measurement_metadata | ION_MODE | POSITIVE
AN003026 | measurement_metadata | MS_COMMENTS | Bioinformatics: The informatics system consisted of four major components, the Laboratory Information Management System (LIMS), the data extraction and peak-identification software, data processing tools for QC and compound identification, and a collection of information interpretation and visualization tools for use by data analysts. The hardware and software foundations for these informatics components were the LAN backbone, and a database server running Oracle 10.2.0.1 Enterprise Edition. LIMS: The purpose of the Metabolon LIMS system was to enable fully auditable laboratory automation through a secure, easy to use, and highly specialized system. The scope of the Metabolon LIMS system encompasses sample accessioning, sample preparation and instrumental analysis and reporting and advanced data analysis. All of the subsequent software systems are grounded in the LIMS data structures. It has been modified to leverage and interface with the in-house information extraction and data visualization systems, as well as third party instrumentation and data analysis software. Data Extraction and Quality Assurance: The data extraction of the raw mass spec data files yielded information that could loaded into a relational database and manipulated without resorting to BLOB manipulation. Once in the database the information was examined and appropriate QC limits were imposed. Peaks were identified using Metabolon’s proprietary peak integration software, and component parts were stored in a separate and specifically designed complex data structure. Compound identification: Compounds were identified by comparison to library entries of purified standards or recurrent unknown entities. Identification of known chemical entities was based on comparison to metabolomic library entries of purified standards. As of this writing, more than 1000 commercially available purified standard compounds had been acquired registered into LIMS for distribution to both the LC and GC platforms for determination of their analytical characteristics. The combination of chromatographic properties and mass spectra gave an indication of a match to the specific compound or an isobaric entity. Additional entities could be identified by virtue of their recurrent nature (both chromatographic and mass spectral). These compounds have the potential to be identified by future acquisition of a matching purified standard or by classical structural analysis. Curation: A variety of curation procedures were carried out to ensure that a high quality data set was made available for statistical analysis and data interpretation. The QC and curation processes were designed to ensure accurate and consistent identification of true chemical entities, and to remove those representing system artifacts, mis-assignments, and background noise. Metabolon data analysts use proprietary visualization and interpretation software to confirm the consistency of peak identification among the various samples. Library matches for each compound were checked for each sample and corrected if necessary.
AN003026 | chromatography_metadata | CHROMATOGRAPHY_SUMMARY | The samples destined for GC/MS analysis were re-dried under vacuum desiccation for a minimum of 24 hours prior to being derivatized under dried nitrogen using bistrimethyl-silyl-triflouroacetamide (BSTFA). The GC column was 5% phenyl and the temperature ramp is from 40° to 300° C in a 16 minute period. Samples were analyzed on a Thermo-Finnigan Trace DSQ fast-scanning single-quadrupole mass spectrometer using electron impact ionization. The instrument was tuned and calibrated for mass resolution and mass accuracy on a daily basis.
AN003026 | chromatography_metadata | CHROMATOGRAPHY_TYPE | GC
AN003026 | chromatography_metadata | INSTRUMENT_NAME | Thermo-Finnigan Trace DSQ
AN003026 | chromatography_metadata | COLUMN_NAME | per Metabolon
AN003026 | missingness | n_missing | 39
AN003026 | missingness | n_value | 1652
AN003026 | missingness | perc_missing | 2.36077481840194
AN003026 | binomial_statistics | estimate | 0.963235294117647
AN003026 | binomial_statistics | statistic | 131
AN003026 | binomial_statistics | p.value | 4.29315216561945e-33
AN003026 | binomial_statistics | parameter | 136
AN003026 | binomial_statistics | conf.low | 0.924256681754887
AN003026 | binomial_statistics | conf.high | 1
AN003026 | binomial_statistics | method | Exact binomial test
AN003026 | binomial_statistics | alternative | greater
AN003027 | measurement_metadata | INSTRUMENT_NAME | Thermo LTQ-FT
AN003027 | measurement_metadata | INSTRUMENT_TYPE | Single quadrupole
AN003027 | measurement_metadata | MS_TYPE | ESI
AN003027 | measurement_metadata | ION_MODE | POSITIVE
AN003027 | measurement_metadata | MS_COMMENTS | Accurate Mass Determination and MS/MS fragmentation (LC/MS), (LC/MS/MS): The LC/MS portion of the platform was based on a Waters ACQUITY UPLC and a Thermo-Finnigan LTQ-FT mass spectrometer, which had a linear ion-trap (LIT) front end and a Fourier transform ion cyclotron resonance (FT-ICR) mass spectrometer backend. For ions with counts greater than 2 million, an accurate mass measurement could be performed. Accurate mass measurements could be made on the parent ion as well as fragments. The typical mass error was less than 5 ppm. Ions with less than two million counts require a greater amount of effort to characterize. Fragmentation spectra (MS/MS) were typically generated in data dependent manner, but if necessary, targeted MS/MS could be employed, such as in the case of lower level signals. Bioinformatics: The informatics system consisted of four major components, the Laboratory Information Management System (LIMS), the data extraction and peak-identification software, data processing tools for QC and compound identification, and a collection of information interpretation and visualization tools for use by data analysts. The hardware and software foundations for these informatics components were the LAN backbone, and a database server running Oracle 10.2.0.1 Enterprise Edition. LIMS: The purpose of the Metabolon LIMS system was to enable fully auditable laboratory automation through a secure, easy to use, and highly specialized system. The scope of the Metabolon LIMS system encompasses sample accessioning, sample preparation and instrumental analysis and reporting and advanced data analysis. All of the subsequent software systems are grounded in the LIMS data structures. It has been modified to leverage and interface with the in-house information extraction and data visualization systems, as well as third party instrumentation and data analysis software. Data Extraction and Quality Assurance: The data extraction of the raw mass spec data files yielded information that could loaded into a relational database and manipulated without resorting to BLOB manipulation. Once in the database the information was examined and appropriate QC limits were imposed. Peaks were identified using Metabolon’s proprietary peak integration software, and component parts were stored in a separate and specifically designed complex data structure. Compound identification: Compounds were identified by comparison to library entries of purified standards or recurrent unknown entities. Identification of known chemical entities was based on comparison to metabolomic library entries of purified standards. As of this writing, more than 1000 commercially available purified standard compounds had been acquired registered into LIMS for distribution to both the LC and GC platforms for determination of their analytical characteristics. The combination of chromatographic properties and mass spectra gave an indication of a match to the specific compound or an isobaric entity. Additional entities could be identified by virtue of their recurrent nature (both chromatographic and mass spectral). These compounds have the potential to be identified by future acquisition of a matching purified standard or by classical structural analysis. Curation: A variety of curation procedures were carried out to ensure that a high quality data set was made available for statistical analysis and data interpretation. The QC and curation processes were designed to ensure accurate and consistent identification of true chemical entities, and to remove those representing system artifacts, mis-assignments, and background noise. Metabolon data analysts use proprietary visualization and interpretation software to confirm the consistency of peak identification among the various samples. Library matches for each compound were checked for each sample and corrected if necessary.
AN003027 | chromatography_metadata | CHROMATOGRAPHY_SUMMARY | The LC/MS portion of the platform was based on a Waters ACQUITY UPLC and a Thermo-Finnigan LTQ mass spectrometer, which consisted of an electrospray ionization (ESI) source and linear ion-trap (LIT) mass analyzer. The sample extract was split into two aliquots, dried, then reconstituted in acidic or basic LC-compatible solvents, each of which contained 11 or more injection standards at fixed concentrations. One aliquot was analyzed using acidic positive ion optimized conditions and the other using basic negative ion optimized conditions in two independent injections using separate dedicated columns. Extracts reconstituted in acidic conditions were gradient eluted using water and methanol both containing 0.1% Formic acid, while the basic extracts, which also used water/methanol, contained 6.5mM Ammonium Bicarbonate.
AN003027 | chromatography_metadata | CHROMATOGRAPHY_TYPE | LC/MS
AN003027 | chromatography_metadata | INSTRUMENT_NAME | Waters Acquity
AN003027 | chromatography_metadata | COLUMN_NAME | per Metabolon
AN003027 | missingness | n_missing | 37
AN003027 | missingness | n_value | 1708
AN003027 | missingness | perc_missing | 2.16627634660422
AN003027 | binomial_statistics | estimate | 0.781818181818182
AN003027 | binomial_statistics | statistic | 86
AN003027 | binomial_statistics | p.value | 1.11603365815999e-09
AN003027 | binomial_statistics | parameter | 110
AN003027 | binomial_statistics | conf.low | 0.707103462584618
AN003027 | binomial_statistics | conf.high | 1
AN003027 | binomial_statistics | method | Exact binomial test
AN003027 | binomial_statistics | alternative | greater
AN003028 | measurement_metadata | INSTRUMENT_NAME | Thermo LTQ-FT
AN003028 | measurement_metadata | INSTRUMENT_TYPE | Single quadrupole
AN003028 | measurement_metadata | MS_TYPE | ESI
AN003028 | measurement_metadata | ION_MODE | NEGATIVE
AN003028 | measurement_metadata | MS_COMMENTS | Accurate Mass Determination and MS/MS fragmentation (LC/MS), (LC/MS/MS): The LC/MS portion of the platform was based on a Waters ACQUITY UPLC and a Thermo-Finnigan LTQ-FT mass spectrometer, which had a linear ion-trap (LIT) front end and a Fourier transform ion cyclotron resonance (FT-ICR) mass spectrometer backend. For ions with counts greater than 2 million, an accurate mass measurement could be performed. Accurate mass measurements could be made on the parent ion as well as fragments. The typical mass error was less than 5 ppm. Ions with less than two million counts require a greater amount of effort to characterize. Fragmentation spectra (MS/MS) were typically generated in data dependent manner, but if necessary, targeted MS/MS could be employed, such as in the case of lower level signals. Bioinformatics: The informatics system consisted of four major components, the Laboratory Information Management System (LIMS), the data extraction and peak-identification software, data processing tools for QC and compound identification, and a collection of information interpretation and visualization tools for use by data analysts. The hardware and software foundations for these informatics components were the LAN backbone, and a database server running Oracle 10.2.0.1 Enterprise Edition. LIMS: The purpose of the Metabolon LIMS system was to enable fully auditable laboratory automation through a secure, easy to use, and highly specialized system. The scope of the Metabolon LIMS system encompasses sample accessioning, sample preparation and instrumental analysis and reporting and advanced data analysis. All of the subsequent software systems are grounded in the LIMS data structures. It has been modified to leverage and interface with the in-house information extraction and data visualization systems, as well as third party instrumentation and data analysis software. Data Extraction and Quality Assurance: The data extraction of the raw mass spec data files yielded information that could loaded into a relational database and manipulated without resorting to BLOB manipulation. Once in the database the information was examined and appropriate QC limits were imposed. Peaks were identified using Metabolon’s proprietary peak integration software, and component parts were stored in a separate and specifically designed complex data structure. Compound identification: Compounds were identified by comparison to library entries of purified standards or recurrent unknown entities. Identification of known chemical entities was based on comparison to metabolomic library entries of purified standards. As of this writing, more than 1000 commercially available purified standard compounds had been acquired registered into LIMS for distribution to both the LC and GC platforms for determination of their analytical characteristics. The combination of chromatographic properties and mass spectra gave an indication of a match to the specific compound or an isobaric entity. Additional entities could be identified by virtue of their recurrent nature (both chromatographic and mass spectral). These compounds have the potential to be identified by future acquisition of a matching purified standard or by classical structural analysis. Curation: A variety of curation procedures were carried out to ensure that a high quality data set was made available for statistical analysis and data interpretation. The QC and curation processes were designed to ensure accurate and consistent identification of true chemical entities, and to remove those representing system artifacts, mis-assignments, and background noise. Metabolon data analysts use proprietary visualization and interpretation software to confirm the consistency of peak identification among the various samples. Library matches for each compound were checked for each sample and corrected if necessary.
AN003028 | chromatography_metadata | CHROMATOGRAPHY_SUMMARY | The LC/MS portion of the platform was based on a Waters ACQUITY UPLC and a Thermo-Finnigan LTQ mass spectrometer, which consisted of an electrospray ionization (ESI) source and linear ion-trap (LIT) mass analyzer. The sample extract was split into two aliquots, dried, then reconstituted in acidic or basic LC-compatible solvents, each of which contained 11 or more injection standards at fixed concentrations. One aliquot was analyzed using acidic positive ion optimized conditions and the other using basic negative ion optimized conditions in two independent injections using separate dedicated columns. Extracts reconstituted in acidic conditions were gradient eluted using water and methanol both containing 0.1% Formic acid, while the basic extracts, which also used water/methanol, contained 6.5mM Ammonium Bicarbonate.
AN003028 | chromatography_metadata | CHROMATOGRAPHY_TYPE | LC/MS
AN003028 | chromatography_metadata | INSTRUMENT_NAME | Waters Acquity
AN003028 | chromatography_metadata | COLUMN_NAME | per Metabolon
AN003028 | missingness | n_missing | 34
AN003028 | missingness | n_value | 1764
AN003028 | missingness | perc_missing | 1.92743764172336
AN003028 | binomial_statistics | estimate | 0.924528301886792
AN003028 | binomial_statistics | statistic | 98
AN003028 | binomial_statistics | p.value | 4.03997940991675e-21
AN003028 | binomial_statistics | parameter | 106
AN003028 | binomial_statistics | conf.low | 0.867944849817762
AN003028 | binomial_statistics | conf.high | 1
AN003028 | binomial_statistics | method | Exact binomial test
AN003028 | binomial_statistics | alternative | greater
AN003036 | measurement_metadata | INSTRUMENT_NAME | Agilent 6456 Q-TOF
AN003036 | measurement_metadata | INSTRUMENT_TYPE | QTOF
AN003036 | measurement_metadata | MS_TYPE | ESI
AN003036 | measurement_metadata | ION_MODE | POSITIVE
AN003036 | measurement_metadata | MS_COMMENTS | the capillary voltage was 3.5 kV, the sheath gas temperature and gas temperature were 350 and 325 °C, respectively. Sheath gas flow and gas flow were 11 and 7 L/min, respectively. Nebulizer was set as 35 psi. The data was processed by XCMS, MS-DIAL, MZmine 2 and MetEx.
AN003036 | chromatography_metadata | CHROMATOGRAPHY_TYPE | Reversed phase
AN003036 | chromatography_metadata | INSTRUMENT_NAME | Agilent 1290 Infinity
AN003036 | chromatography_metadata | COLUMN_NAME | Waters Acquity BEH C8 (100 x 2.1mm, 1.7um)
AN003036 | chromatography_metadata | FLOW_RATE | 0.35 mL/min
AN003036 | chromatography_metadata | COLUMN_TEMPERATURE | 50
AN003036 | missingness | n_missing | 6815
AN003036 | missingness | n_value | 31428
AN003036 | missingness | perc_missing | 21.6844851724577
AN003036 | binomial_statistics | estimate | 0.889012517385257
AN003036 | binomial_statistics | statistic | 3196
AN003036 | binomial_statistics | p.value | 0
AN003036 | binomial_statistics | parameter | 3595
AN003036 | binomial_statistics | conf.low | 0.880020690445887
AN003036 | binomial_statistics | conf.high | 1
AN003036 | binomial_statistics | method | Exact binomial test
AN003036 | binomial_statistics | alternative | greater
AN003038 | measurement_metadata | INSTRUMENT_NAME | Agilent 6456 Q-TOF
AN003038 | measurement_metadata | INSTRUMENT_TYPE | QTOF
AN003038 | measurement_metadata | MS_TYPE | ESI
AN003038 | measurement_metadata | MS_COMMENTS | the capillary voltage was 3.5 kV, the sheath gas temperature and gas temperature were 350 and 325 °C, respectively. Sheath gas flow and gas flow were 11 and 7 L/min, respectively. Nebulizer was set as 35 psi. The data was processed by XCMS, MS-DIAL, MZmine 2 and MetEx.
AN003038 | measurement_metadata | ION_MODE | POSITIVE
AN003038 | chromatography_metadata | INSTRUMENT_NAME | Agilent 1290 Infinity
AN003038 | chromatography_metadata | COLUMN_NAME | Waters Acquity BEH C8 (100 x 2.1mm,1.7um)
AN003038 | chromatography_metadata | COLUMN_TEMPERATURE | 50
AN003038 | chromatography_metadata | FLOW_RATE | 0.35 mL/min
AN003038 | chromatography_metadata | CHROMATOGRAPHY_TYPE | Reversed phase
AN003038 | missingness | n_missing | 1034
AN003038 | missingness | n_value | 17820
AN003038 | missingness | perc_missing | 5.80246913580247
AN003038 | binomial_statistics | estimate | 0.997772828507795
AN003038 | binomial_statistics | statistic | 896
AN003038 | binomial_statistics | p.value | 1.91016552420263e-265
AN003038 | binomial_statistics | parameter | 898
AN003038 | binomial_statistics | conf.low | 0.9930058442851
AN003038 | binomial_statistics | conf.high | 1
AN003038 | binomial_statistics | method | Exact binomial test
AN003038 | binomial_statistics | alternative | greater
AN003090 | measurement_metadata | INSTRUMENT_NAME | Agilent 7200
AN003090 | measurement_metadata | INSTRUMENT_TYPE | QTOF
AN003090 | measurement_metadata | MS_TYPE | EI
AN003090 | measurement_metadata | MS_COMMENTS | N/A
AN003090 | measurement_metadata | ION_MODE | POSITIVE
AN003090 | chromatography_metadata | INSTRUMENT_NAME | Agilent 7200
AN003090 | chromatography_metadata | COLUMN_NAME | Phenomenex Zebron ZB-WAXplus (30m x 0.25mm,0.25um)
AN003090 | chromatography_metadata | CHROMATOGRAPHY_TYPE | GC
AN003090 | missingness | n_missing | 402
AN003090 | missingness | n_value | 3360
AN003090 | missingness | perc_missing | 11.9642857142857
AN003090 | binomial_statistics | estimate | 0.847191011235955
AN003090 | binomial_statistics | statistic | 377
AN003090 | binomial_statistics | p.value | 2.99538112031404e-53
AN003090 | binomial_statistics | parameter | 445
AN003090 | binomial_statistics | conf.low | 0.816299208616582
AN003090 | binomial_statistics | conf.high | 1
AN003090 | binomial_statistics | method | Exact binomial test
AN003090 | binomial_statistics | alternative | greater
AN003133 | measurement_metadata | INSTRUMENT_NAME | Leco Pegasus 4D GCxGC TOF
AN003133 | measurement_metadata | INSTRUMENT_TYPE | GC x GC-TOF
AN003133 | measurement_metadata | MS_TYPE | EI
AN003133 | measurement_metadata | MS_COMMENTS | Data from GC-MS was processed using ChromaTOF 4.32 software. NIST library version 11 was used for the identification of metabolites.
AN003133 | measurement_metadata | ION_MODE | UNSPECIFIED
AN003133 | measurement_metadata | ION_SOURCE_TEMPERATURE | 250 ºC
AN003133 | measurement_metadata | IONIZATION_ENERGY | 70 eV
AN003133 | chromatography_metadata | CHROMATOGRAPHY_SUMMARY | (.cdf)
AN003133 | chromatography_metadata | METHODS_FILENAME | LCMSMS
AN003133 | chromatography_metadata | INSTRUMENT_NAME | Agilent 7890A
AN003133 | chromatography_metadata | COLUMN_NAME | Agilent DB-5 (20m x 0.18mm, 0.18um); Restek RX-T 17 (0.9m x 0.10mm, 0.10um)
AN003133 | chromatography_metadata | COLUMN_TEMPERATURE | 70 - 320 ºC
AN003133 | chromatography_metadata | FLOW_RATE | 1 mL.min-1
AN003133 | chromatography_metadata | INJECTION_TEMPERATURE | 280 ºC
AN003133 | chromatography_metadata | SAMPLE_INJECTION | 1 uL
AN003133 | chromatography_metadata | OVEN_TEMPERATURE | 70°C for 2 min, increasing by 15°C·min-1 until it reached 320°C and then held at this temperature for 4 min.
AN003133 | chromatography_metadata | CHROMATOGRAPHY_TYPE | GC
AN003133 | missingness | n_missing | 589
AN003133 | missingness | n_value | 1980
AN003133 | missingness | perc_missing | 29.7474747474747
AN003133 | binomial_statistics | estimate | 0.760532150776053
AN003133 | binomial_statistics | statistic | 343
AN003133 | binomial_statistics | p.value | 7.23247773613174e-30
AN003133 | binomial_statistics | parameter | 451
AN003133 | binomial_statistics | conf.low | 0.725145424834703
AN003133 | binomial_statistics | conf.high | 1
AN003133 | binomial_statistics | method | Exact binomial test
AN003133 | binomial_statistics | alternative | greater
AN003143 | measurement_metadata | INSTRUMENT_NAME | ABI Sciex 6500 QTrap
AN003143 | measurement_metadata | INSTRUMENT_TYPE | Ion trap
AN003143 | measurement_metadata | MS_TYPE | ESI
AN003143 | measurement_metadata | ION_MODE | UNSPECIFIED
AN003143 | measurement_metadata | MS_COMMENTS | The Shim-pack UFLC SHIMADZU CBM A ultrahigh-performance liquid chromatography (UHPLC) system (SHIMADZU, Japan) coupled with QTRAP 6500+ triple quadrupole mass spectrometer (Sciex, Washington, USA) was used to analyze the metabolomics. ACQUITY UPLC BEH C18 1.7 µm VanGuard pre-column (2.1mm × 5 mm) and ACQUITY UPLC BEH C18 1.7 µm analytical column (2.1 × 100 mm) (Waters Corporation, Milford, MA, USA) were applied to this system. The mass spectrometer was operated in the both positive and negative modes, with capillary voltages of 1.5 and 2.0 kV, respectively. The source and desolvation temperatures were 150°C and 550 °C, respectively. The flow rate of desolvation gas was 1000 L/Hr.
AN003143 | chromatography_metadata | CHROMATOGRAPHY_SUMMARY | The Shim-pack UFLC SHIMADZU CBM A ultrahigh-performance liquid chromatography (UHPLC) system (SHIMADZU, Japan) coupled with QTRAP 6500+ triple quadrupole mass spectrometer (Sciex, Washington, USA) was used to analyze the metabolomics. ACQUITY UPLC BEH C18 1.7 µm VanGuard pre-column (2.1mm × 5 mm) and ACQUITY UPLC BEH C18 1.7 µm analytical column (2.1 × 100 mm) (Waters Corporation, Milford, MA, USA) were applied to this system. The mobile phases A and B were 0.1% formic acid solution in water and acetonitrile-IPA mixture (70:30, v/v), respectively. A 5-μL injection of each sample was maintained at 40 °C and the flow rate was 0.40 mL/min. The mobile phase gradient was: 0-1 min (5% B), 1-11min (5-78% B), 11-13.5 min (78-95% B), 13.5-14 min (95-100% B), 14-16 min (100% B), 16-16.1 min (100-5% B), and 16.1-18 min (5% B).
AN003143 | chromatography_metadata | CHROMATOGRAPHY_TYPE | Reversed phase
AN003143 | chromatography_metadata | INSTRUMENT_NAME | The Shim-pack UFLC SHIMADZU CBM A ultrahigh-performance liquid chromatography (UHPLC) system
AN003143 | chromatography_metadata | COLUMN_NAME | ACQUITY UPLC BEH C18 1.7 µm analytical column (2.1 × 100 mm)
AN003143 | missingness | n_missing | 391
AN003143 | missingness | n_value | 15252
AN003143 | missingness | perc_missing | 2.56359821662733
AN003143 | binomial_statistics | estimate | 0.705547112462006
AN003143 | binomial_statistics | statistic | 1857
AN003143 | binomial_statistics | p.value | 9.01431587163081e-102
AN003143 | binomial_statistics | parameter | 2632
AN003143 | binomial_statistics | conf.low | 0.690578760513117
AN003143 | binomial_statistics | conf.high | 1
AN003143 | binomial_statistics | method | Exact binomial test
AN003143 | binomial_statistics | alternative | greater
AN003150 | measurement_metadata | INSTRUMENT_NAME | Thermo TSQ 8000/Thermo Q Exactive Orbitrap
AN003150 | measurement_metadata | INSTRUMENT_TYPE | Triple quadrupole/Orbitrap
AN003150 | measurement_metadata | MS_TYPE | EI/ESI
AN003150 | measurement_metadata | ION_MODE | POSITIVE
AN003150 | measurement_metadata | MS_COMMENTS | The raw data files from LC-MS were converted into Analysis Base File (ABF) format by Abf Converter (http://www.reifycs.com/AbfConverter). Then, using the open-source program MS-Dial v.4.24 15, the automatic peak selecting, integration, retention time adjustment by the aforementioned database, and alignment were performed. The retention time index (RI) tolerance in GC-MS was 3,000, while the peak height threshold was 10,000. In LC-MS, the peak height threshold was 1,000,000 in positive ion mode and 500,000 in negative ion mode. The resultant output data table of high quality time-aligned investigated metabolites, together with their related RT, m/z, and peak height acquired for each sample, was statistically analyzed. All metabolite identifications were manually double-checked.
AN003150 | chromatography_metadata | CHROMATOGRAPHY_TYPE | GC/LC
AN003150 | chromatography_metadata | INSTRUMENT_NAME | Thermo Trace 1310/Dionex UltiMate 3000 UHPLC
AN003150 | chromatography_metadata | COLUMN_NAME | TG-5MS
AN003150 | missingness | n_missing | 5034
AN003150 | missingness | n_value | 632200
AN003150 | missingness | perc_missing | 0.796267004112623
AN003150 | binomial_statistics | estimate | 0.614572376405858
AN003150 | binomial_statistics | statistic | 60764
AN003150 | binomial_statistics | p.value | 0
AN003150 | binomial_statistics | parameter | 98872
AN003150 | binomial_statistics | conf.low | 0.612018917840519
AN003150 | binomial_statistics | conf.high | 1
AN003150 | binomial_statistics | method | Exact binomial test
AN003150 | binomial_statistics | alternative | greater
AN003155 | measurement_metadata | INSTRUMENT_NAME | Thermo Q Exactive Orbitrap
AN003155 | measurement_metadata | INSTRUMENT_TYPE | Orbitrap
AN003155 | measurement_metadata | MS_TYPE | Other
AN003155 | measurement_metadata | ION_MODE | POSITIVE
AN003155 | measurement_metadata | MS_COMMENTS | Proprietary analytical software for integration and peak picking
AN003155 | chromatography_metadata | CHROMATOGRAPHY_SUMMARY | Low pH polar
AN003155 | chromatography_metadata | CHROMATOGRAPHY_TYPE | Reversed phase
AN003155 | chromatography_metadata | INSTRUMENT_NAME | Waters Acquity
AN003155 | chromatography_metadata | COLUMN_NAME | Waters Acquity BEH C18 (100 x 2mm, 1.7um)
AN003155 | missingness | n_missing | 12403
AN003155 | missingness | n_value | 55420
AN003155 | missingness | perc_missing | 22.380007217611
AN003155 | binomial_statistics | estimate | 0.701028729811844
AN003155 | binomial_statistics | statistic | 13152
AN003155 | binomial_statistics | p.value | 0
AN003155 | binomial_statistics | parameter | 18761
AN003155 | binomial_statistics | conf.low | 0.695481575033587
AN003155 | binomial_statistics | conf.high | 1
AN003155 | binomial_statistics | method | Exact binomial test
AN003155 | binomial_statistics | alternative | greater
AN003156 | measurement_metadata | INSTRUMENT_NAME | Thermo Q Exactive Orbitrap
AN003156 | measurement_metadata | INSTRUMENT_TYPE | Orbitrap
AN003156 | measurement_metadata | MS_TYPE | Other
AN003156 | measurement_metadata | ION_MODE | POSITIVE
AN003156 | measurement_metadata | MS_COMMENTS | Proprietary analytical software for integration and peak picking
AN003156 | chromatography_metadata | CHROMATOGRAPHY_SUMMARY | Low pH Lipophilic
AN003156 | chromatography_metadata | CHROMATOGRAPHY_TYPE | Reversed phase
AN003156 | chromatography_metadata | INSTRUMENT_NAME | Waters Acquity
AN003156 | chromatography_metadata | COLUMN_NAME | Waters Acquity BEH C18 (100 x 2mm, 1.7um)
AN003156 | missingness | n_missing | 12403
AN003156 | missingness | n_value | 55420
AN003156 | missingness | perc_missing | 22.380007217611
AN003156 | binomial_statistics | estimate | 0.701028729811844
AN003156 | binomial_statistics | statistic | 13152
AN003156 | binomial_statistics | p.value | 0
AN003156 | binomial_statistics | parameter | 18761
AN003156 | binomial_statistics | conf.low | 0.695481575033587
AN003156 | binomial_statistics | conf.high | 1
AN003156 | binomial_statistics | method | Exact binomial test
AN003156 | binomial_statistics | alternative | greater
AN003157 | measurement_metadata | INSTRUMENT_NAME | Thermo Q Exactive Orbitrap
AN003157 | measurement_metadata | INSTRUMENT_TYPE | Orbitrap
AN003157 | measurement_metadata | MS_TYPE | Other
AN003157 | measurement_metadata | ION_MODE | NEGATIVE
AN003157 | measurement_metadata | MS_COMMENTS | Proprietary analytical software for integration and peak picking
AN003157 | chromatography_metadata | CHROMATOGRAPHY_SUMMARY | High pH
AN003157 | chromatography_metadata | CHROMATOGRAPHY_TYPE | Reversed phase
AN003157 | chromatography_metadata | INSTRUMENT_NAME | Waters Acquity
AN003157 | chromatography_metadata | COLUMN_NAME | Waters Acquity BEH C18 (100 x 2mm, 1.7um)
AN003157 | missingness | n_missing | 12403
AN003157 | missingness | n_value | 55420
AN003157 | missingness | perc_missing | 22.380007217611
AN003157 | binomial_statistics | estimate | 0.701028729811844
AN003157 | binomial_statistics | statistic | 13152
AN003157 | binomial_statistics | p.value | 0
AN003157 | binomial_statistics | parameter | 18761
AN003157 | binomial_statistics | conf.low | 0.695481575033587
AN003157 | binomial_statistics | conf.high | 1
AN003157 | binomial_statistics | method | Exact binomial test
AN003157 | binomial_statistics | alternative | greater
AN003158 | measurement_metadata | INSTRUMENT_NAME | Thermo Q Exactive Orbitrap
AN003158 | measurement_metadata | INSTRUMENT_TYPE | Orbitrap
AN003158 | measurement_metadata | MS_TYPE | Other
AN003158 | measurement_metadata | ION_MODE | NEGATIVE
AN003158 | measurement_metadata | MS_COMMENTS | Proprietary analytical software for integration and peak picking
AN003158 | chromatography_metadata | CHROMATOGRAPHY_TYPE | HILIC
AN003158 | chromatography_metadata | INSTRUMENT_NAME | Waters Acquity
AN003158 | chromatography_metadata | COLUMN_NAME | Waters Acquity BEH Amide (150 x 2.1mm, 1.7um)
AN003158 | missingness | n_missing | 12403
AN003158 | missingness | n_value | 55420
AN003158 | missingness | perc_missing | 22.380007217611
AN003158 | binomial_statistics | estimate | 0.701028729811844
AN003158 | binomial_statistics | statistic | 13152
AN003158 | binomial_statistics | p.value | 0
AN003158 | binomial_statistics | parameter | 18761
AN003158 | binomial_statistics | conf.low | 0.695481575033587
AN003158 | binomial_statistics | conf.high | 1
AN003158 | binomial_statistics | method | Exact binomial test
AN003158 | binomial_statistics | alternative | greater
AN003179 | measurement_metadata | INSTRUMENT_NAME | Thermo Q Exactive Orbitrap
AN003179 | measurement_metadata | INSTRUMENT_TYPE | Orbitrap
AN003179 | measurement_metadata | MS_TYPE | ESI
AN003179 | measurement_metadata | ION_MODE | UNSPECIFIED
AN003179 | measurement_metadata | MS_COMMENTS | The UHPLC was coupled to a Q-Exactive (Thermo Scientific) mass analyzer running in polarity switching mode with spray-voltage=3.2kV, sheath-gas=40, aux-gas=15, sweep-gas=1, aux-gas-temp=350°C, and capillary-temp=275°C. For both polarities mass scan settings were kept at full-scan-range=(70-1000), ms1-resolution=70,000, max-injection-time=250ms, and AGC-target=1E6. MS2 data was also collected from the top three most abundant singly-charged ions in each scan with normalized-collision-energy=35. Each of the resulting “.RAW” files was then centroided and converted into two “.mzXML” files (one for positive scans and one for negative scans) using msconvert from ProteoWizard. These “.mzXML” files were imported into the MZmine 2 software package. Ion chromatograms were generated from MS1 spectra via the built-in Automated Data Analysis Pipeline (ADAP) chromatogram module and peaks were detected via the ADAP wavelets algorithm. Peaks were aligned across all samples via the Random sample consensus aligner module, gap-filled, and assigned identities using an exact mass MS1(+/-15ppm) and retention time RT (+/-0.5min) search of our in-house MS1-RT database. Peak boundaries and identifications were then further refined by manual curation. Peaks were quantified by area under the curve integration and exported as CSV files. If stable isotope tracing was used in the experiment, the peak areas were additionally processed via the R package AccuCor to correct for natural isotope abundance. Peak areas for each sample were normalized by the measured area of the internal standard trifluoromethanesulfonate (present in the extraction buffer) and by the number of cells present in the extracted well.
AN003179 | chromatography_metadata | CHROMATOGRAPHY_SUMMARY | Samples were run on a Vanquish (Thermo Scientific) UHPLC system with mobile phase A (20 mM ammonium carbonate, pH 9.7) and mobile phase B (100% Acetonitrile) at a flow rate of 150 µL/min on a SeQuant ZIC-pHILIC Polymeric column (2.1 × 150 mm 5 μm, EMD Millipore) at 35°C. Separation was achieved with a linear gradient from 20% A to 80% A in 20 min followed by a linear gradient from 80% A to 20% A from 20 min to 20.5 min. 20% A was then held from 20.5 min to 28 min.
AN003179 | chromatography_metadata | CHROMATOGRAPHY_TYPE | HILIC
AN003179 | chromatography_metadata | INSTRUMENT_NAME | Thermo Vanquish Horizon
AN003179 | chromatography_metadata | COLUMN_NAME | SeQuant ZIC-HILIC (150 x 2.1mm, 5um)
AN003179 | chromatography_metadata | FLOW_GRADIENT | 100% Acetonitrile
AN003179 | chromatography_metadata | FLOW_RATE | 150 µL/min
AN003179 | chromatography_metadata | COLUMN_TEMPERATURE | 35°C
AN003179 | chromatography_metadata | SOLVENT_A | 20 mM Ammonium carbonate, pH 9.7
AN003179 | chromatography_metadata | SOLVENT_B | 100% Acetonitrile
AN003179 | chromatography_metadata | INTERNAL_STANDARD | 10 nM Trifluoromethanesulfonate (extraction buffer)
AN003179 | missingness | n_missing | 70
AN003179 | missingness | n_value | 2480
AN003179 | missingness | perc_missing | 2.82258064516129
AN003179 | binomial_statistics | estimate | 0.977777777777778
AN003179 | binomial_statistics | statistic | 44
AN003179 | binomial_statistics | p.value | 1.30739863379858e-12
AN003179 | binomial_statistics | parameter | 45
AN003179 | binomial_statistics | conf.low | 0.898866216406086
AN003179 | binomial_statistics | conf.high | 1
AN003179 | binomial_statistics | method | Exact binomial test
AN003179 | binomial_statistics | alternative | greater
AN003188 | measurement_metadata | INSTRUMENT_NAME | Agilent 7890A
AN003188 | measurement_metadata | INSTRUMENT_TYPE | QTOF
AN003188 | measurement_metadata | MS_TYPE | ESI
AN003188 | measurement_metadata | ION_MODE | UNSPECIFIED
AN003188 | measurement_metadata | MS_COMMENTS | Metabolic features were identified based on mass spectra comparison in the database (NIST similarity &gt;700, Golm database).
AN003188 | chromatography_metadata | CHROMATOGRAPHY_SUMMARY | Derivatized sample (1 µl) was analysed using HP-5 column (30 m, thickness 0.25 µm) in spitless mode with helium as carrier gas at a constant flow of 1.5 ml.min-1. Oven temperature was initially held at 70○C for 2 min: ramped to 250 ○C by 10○C min-1; held for 1 min finally ramped to 280 ○C by 5○C min-1 and isocratic hold for 15 min (280 ○C).
AN003188 | chromatography_metadata | CHROMATOGRAPHY_TYPE | GC
AN003188 | chromatography_metadata | INSTRUMENT_NAME | Agilent 7890A
AN003188 | chromatography_metadata | COLUMN_NAME | Agilent HP5-MS (30m x 0.25mm, 0.25 um)
AN003188 | missingness | n_missing | 571
AN003188 | missingness | n_value | 1224
AN003188 | missingness | perc_missing | 46.6503267973856
AN003188 | binomial_statistics | estimate | 0.583524027459954
AN003188 | binomial_statistics | statistic | 255
AN003188 | binomial_statistics | p.value | 0.000278810035239754
AN003188 | binomial_statistics | parameter | 437
AN003188 | binomial_statistics | conf.low | 0.543254595503359
AN003188 | binomial_statistics | conf.high | 1
AN003188 | binomial_statistics | method | Exact binomial test
AN003188 | binomial_statistics | alternative | greater
AN003242 | measurement_metadata | INSTRUMENT_NAME | Leco Pegasus 4D GCxGC TOF
AN003242 | measurement_metadata | INSTRUMENT_TYPE | GC x GC-TOF
AN003242 | measurement_metadata | MS_TYPE | EI
AN003242 | measurement_metadata | MS_COMMENTS | Data from GC-MS was processed using ChromaTOF 4.32 software to conduct baseline correction, deconvolution, retention index (RI), retention time correction (RT), identification, and alignment of peaks. NIST library version 11 was used for the identification of metabolites. Only metabolites with a score of 700 or above were considered. The intensity of each metabolite was normalized by the total ion count (TIC) of each sample. Statistical analyses were performed using the MetaboAnalyst 4.0 online software (available at http://www.metaboanalyst.ca/MetaboAnalyst/)
AN003242 | measurement_metadata | ION_MODE | UNSPECIFIED
AN003242 | measurement_metadata | FRAGMENTATION_METHOD | EI
AN003242 | measurement_metadata | ION_SOURCE_TEMPERATURE | 250 ºC
AN003242 | measurement_metadata | IONIZATION_ENERGY | 70 eV
AN003242 | chromatography_metadata | METHODS_FILENAME | Metabolomics_Methods
AN003242 | chromatography_metadata | INSTRUMENT_NAME | Agilent 7890A
AN003242 | chromatography_metadata | COLUMN_NAME | Agilent DB-5 (20m x 0.18mm, 0.18um); Restek RX-T 17 (0.9m x 0.10mm, 0.10um)
AN003242 | chromatography_metadata | COLUMN_TEMPERATURE | 70 - 320 ºC
AN003242 | chromatography_metadata | FLOW_RATE | 1 mL.min-1
AN003242 | chromatography_metadata | INJECTION_TEMPERATURE | 280 ºC
AN003242 | chromatography_metadata | SAMPLE_INJECTION | 1 uL
AN003242 | chromatography_metadata | OVEN_TEMPERATURE | 70°C for 2 min, increasing by 15°C·min-1 until it reached 320°C and then held at this temperature for 4 min.
AN003242 | chromatography_metadata | CHROMATOGRAPHY_TYPE | GC
AN003242 | missingness | n_missing | 812
AN003242 | missingness | n_value | 2538
AN003242 | missingness | perc_missing | 31.9936958234831
AN003242 | binomial_statistics | estimate | 0.717592592592593
AN003242 | binomial_statistics | statistic | 310
AN003242 | binomial_statistics | p.value | 2.94956165104889e-20
AN003242 | binomial_statistics | parameter | 432
AN003242 | binomial_statistics | conf.low | 0.679764305711887
AN003242 | binomial_statistics | conf.high | 1
AN003242 | binomial_statistics | method | Exact binomial test
AN003242 | binomial_statistics | alternative | greater
AN003243 | measurement_metadata | INSTRUMENT_NAME | Leco Pegasus 4D GCxGC TOF
AN003243 | measurement_metadata | INSTRUMENT_TYPE | GC x GC-TOF
AN003243 | measurement_metadata | MS_TYPE | API
AN003243 | measurement_metadata | MS_COMMENTS | Data from GC-MS was processed using ChromaTOF 4.32 software to conduct baseline correction, deconvolution, retention index (RI), retention time correction (RT), identification, and alignment of peaks. NIST library version 11 was used for the identification of metabolites. Only metabolites with a score of 700 or above were considered. The intensity of each metabolite was normalized by the total ion count (TIC) of each sample. Statistical analyses were performed using the MetaboAnalyst 4.0 online software (available at http://www.metaboanalyst.ca/MetaboAnalyst/)
AN003243 | measurement_metadata | ION_MODE | UNSPECIFIED
AN003243 | measurement_metadata | FRAGMENTATION_METHOD | EI
AN003243 | measurement_metadata | ION_SOURCE_TEMPERATURE | 250 ºC
AN003243 | measurement_metadata | IONIZATION_ENERGY | 70 eV
AN003243 | chromatography_metadata | METHODS_FILENAME | Metabolomics_Methods
AN003243 | chromatography_metadata | INSTRUMENT_NAME | Agilent 7890A
AN003243 | chromatography_metadata | COLUMN_NAME | Agilent DB-5 (20m x 0.18mm, 0.18um); Restek RX-T 17 (0.9m x 0.10mm, 0.10um)
AN003243 | chromatography_metadata | COLUMN_TEMPERATURE | 70 - 320 ºC
AN003243 | chromatography_metadata | FLOW_RATE | 1 mL.min-1
AN003243 | chromatography_metadata | INJECTION_TEMPERATURE | 280 ºC
AN003243 | chromatography_metadata | SAMPLE_INJECTION | 1 uL
AN003243 | chromatography_metadata | OVEN_TEMPERATURE | 70°C for 2 min, increasing by 15°C·min-1 until it reached 320°C and then held at this temperature for 4 min.
AN003243 | chromatography_metadata | CHROMATOGRAPHY_TYPE | GC
AN003243 | missingness | n_missing | 643
AN003243 | missingness | n_value | 2025
AN003243 | missingness | perc_missing | 31.7530864197531
AN003243 | binomial_statistics | estimate | 0.65947242206235
AN003243 | binomial_statistics | statistic | 275
AN003243 | binomial_statistics | p.value | 3.54455124021581e-11
AN003243 | binomial_statistics | parameter | 417
AN003243 | binomial_statistics | conf.low | 0.619340685430275
AN003243 | binomial_statistics | conf.high | 1
AN003243 | binomial_statistics | method | Exact binomial test
AN003243 | binomial_statistics | alternative | greater
AN003265 | measurement_metadata | INSTRUMENT_NAME | Agilent 6530 QTOF
AN003265 | measurement_metadata | INSTRUMENT_TYPE | QTOF
AN003265 | measurement_metadata | MS_TYPE | ESI
AN003265 | measurement_metadata | ION_MODE | UNSPECIFIED
AN003265 | measurement_metadata | MS_COMMENTS | The quadrupole/time-of-flight (QTOF) mass spectrometers are operated with electrospray ionization (ESI) performing full scan in the mass range m/z 65–1700 in positive (Agilent 6530, equipped with a JetStreamSource) and negative (Agilent 6550, equipped with a dual JetStream Source) modes producing both unique and complementary spectra. Instrument parameters are as follows (positive mode) Gas Temp 325°C, Gas Flow 8 l/min, Nebulizer 35 psig, Sheath Gas 350°C, Sheath Gas Flow 11, Capillary Voltage 3500 V, Nozzle Voltage 1000V, Fragmentor 120V, Skimmer 65V. Data (both profile and centroid) are collected at a rate of 2 scans per second. In negative ion mode, Gas Temp 200°C, Gas Flow 14 l/min, Fragmentor 175V, with the other parameters identical to positive ion mode. For the 6530 QTOF, a reference solution generating ions of 121.050 and 922.007 m/z in positive mode and 119.036 and 966.0007 m/z in negative mode, and these are used for continuous mass correction. For the 6550, the reference solution is introduced via a dual spray ESI, with the same ions and continuous mass correction.
AN003265 | chromatography_metadata | CHROMATOGRAPHY_SUMMARY | The LC/QTOFMS analyses are performed using an Agilent 1290 Infinity LC system (G4220A binary pump, G4226A autosampler, and G1316C Column Thermostat) coupled to either an Agilent 6530 (positive ion mode) or an Agilent 6550 mass spectrometer equipped with an ion funnel (iFunnel) (negative ion mode). Lipids are separated on an Acquity UPLC CSH C18 column (100 x 2.1 mm; 1.7 µm) maintained at 65°C at a flow-rate of 0.6 mL/min. Solvent pre-heating (Agilent G1316) was used. The mobile phases consist of 60:40 acetonitrile:water with 10 mM ammonium formate and 0.1% formic acid (A) and 90:10 propan-2-ol:acetonitrile with 10 mM ammonium formate and 0.1% formic acid. The gradient is as follows: 0 min 85% (A); 0–2 min 70% (A); 2–2.5 min 52% (A); 2.5–11 min 18% (A); 11–11.5 min 1% (A); 11.5–12 min 1% (A); 12–12.1 min 85% (A); 12.1–15 min 85% (A). A sample volume of 3 µL is used for the injection. Sample temperature is maintained at 4°C in the autosampler. The quadrupole/time-of-flight (QTOF) mass spectrometers are operated with electrospray ionization (ESI) performing full scan in the mass range m/z 65–1700 in positive (Agilent 6530, equipped with a JetStreamSource) and negative (Agilent 6550, equipped with a dual JetStream Source) modes producing both unique and complementary spectra. Instrument parameters are as follows (positive mode) Gas Temp 325°C, Gas Flow 8 l/min, Nebulizer 35 psig, Sheath Gas 350°C, Sheath Gas Flow 11, Capillary Voltage 3500 V, Nozzle Voltage 1000V, Fragmentor 120V, Skimmer 65V. Data (both profile and centroid) are collected at a rate of 2 scans per second. In negative ion mode, Gas Temp 200°C, Gas Flow 14 l/min, Fragmentor 175V, with the other parameters identical to positive ion mode. For the 6530 QTOF, a reference solution generating ions of 121.050 and 922.007 m/z in positive mode and 119.036 and 966.0007 m/z in negative mode, and these are used for continuous mass correction. For the 6550, the reference solution is introduced via a dual spray ESI, with the same ions and continuous mass correction. Samples are injected (1.7 μl in positive mode and 5 μl in negative ion mode) with a needle wash for 20 seconds (wash solvent is isopropanol). The valve is switched back and forth during the run for washing; this has been shown to be essential for reducing carryover of less polar lipids.
AN003265 | chromatography_metadata | CHROMATOGRAPHY_TYPE | Other
AN003265 | chromatography_metadata | INSTRUMENT_NAME | Agilent 6530 B
AN003265 | chromatography_metadata | COLUMN_NAME | Waters CSH
AN003265 | missingness | n_missing | 176
AN003265 | missingness | n_value | 93969
AN003265 | missingness | perc_missing | 0.187295810320425
AN003265 | binomial_statistics | estimate | 0.79521601171589
AN003265 | binomial_statistics | statistic | 3258
AN003265 | binomial_statistics | p.value | 0
AN003265 | binomial_statistics | parameter | 4097
AN003265 | binomial_statistics | conf.low | 0.784569295619374
AN003265 | binomial_statistics | conf.high | 1
AN003265 | binomial_statistics | method | Exact binomial test
AN003265 | binomial_statistics | alternative | greater
AN003275 | measurement_metadata | INSTRUMENT_NAME | Thermo Exactive Plus Orbitrap
AN003275 | measurement_metadata | INSTRUMENT_TYPE | Orbitrap
AN003275 | measurement_metadata | MS_TYPE | ESI
AN003275 | measurement_metadata | MS_COMMENTS | Raw data files were converted to .mzML file format using the ProteoWizard software, and they were analyzed by the MS-DIAL software. Metabolites were identified by comparison to an in-house reference library of pure metabolite standards which included mass-to-charge ratio (m/z) and retention time. For quantification of metabolite abundance, peak areas of identified metabolites were first normalized to the internal standard chlorpropamide, and then normalized to cell numbers from each sample. Data were analyzed using R and Cytoscape software.
AN003275 | measurement_metadata | ION_MODE | NEGATIVE
AN003275 | chromatography_metadata | CHROMATOGRAPHY_SUMMARY | The sample run order was randomized to reduce bias from instrument drift. 10 µl sample was subjected to LC-MS analysis on a Exactive Plus Orbitrap mass spectrometer (Thermo Fisher Scientific) coupled to an Ultimate 3000 UHPLC system (Thermo Fisher Scientific). Reversed-phase chromatography mode was used to separate compounds on a Xselect C18 HSS column (Waters) with solvent A (97:3 water:methanol (v/v), 10 mM tributylamine, and 15 mM acetic acid ) and solvent B (methanol). The flow rate was 200 µl/min, and the total run time was 25 min. The gradient was 0 min, 0% B; 5 min, 20% B; 7.5 min, 55% B; 15 min, 65% B; 17.5 min, 95% B; and 21 min, 0% B. The mass spectrometer was operated in a negative-ion mode at a resolution of 140,000 at m/z 200 and with a scan range of 85 to 1000 m/z.
AN003275 | chromatography_metadata | INSTRUMENT_NAME | Thermo Dionex Ultimate 3000
AN003275 | chromatography_metadata | COLUMN_NAME | Waters SSelect HSS C18
AN003275 | chromatography_metadata | FLOW_GRADIENT | 0 min, 0% B; 5 min, 20% B; 7.5 min, 55% B; 15 min, 65% B; 17.5 min, 95% B; and 21 min, 0% B.
AN003275 | chromatography_metadata | FLOW_RATE | 200 µl/min
AN003275 | chromatography_metadata | SOLVENT_A | 97% water/3% methanol; 15 mM acetic acid; 10 mM tributylamine
AN003275 | chromatography_metadata | SOLVENT_B | 100% methanol
AN003275 | chromatography_metadata | CHROMATOGRAPHY_TYPE | Reversed phase
AN003275 | missingness | n_missing | 23
AN003275 | missingness | n_value | 2220
AN003275 | missingness | perc_missing | 1.03603603603604
AN003275 | binomial_statistics | estimate | 0.636363636363636
AN003275 | binomial_statistics | statistic | 14
AN003275 | binomial_statistics | p.value | 0.143139362335205
AN003275 | binomial_statistics | parameter | 22
AN003275 | binomial_statistics | conf.low | 0.43913215771077
AN003275 | binomial_statistics | conf.high | 1
AN003275 | binomial_statistics | method | Exact binomial test
AN003275 | binomial_statistics | alternative | greater
AN003276 | measurement_metadata | INSTRUMENT_NAME | Thermo Q Exactive Orbitrap
AN003276 | measurement_metadata | INSTRUMENT_TYPE | Orbitrap
AN003276 | measurement_metadata | MS_TYPE | ESI
AN003276 | measurement_metadata | ION_MODE | POSITIVE
AN003276 | measurement_metadata | MS_COMMENTS | Mass spectrometer operated in full scan mode with positive and negative polarity switching at 35000 resolution at 200 m/z with detection range of 85 to 1, 275 m/z in full scan mode. Electro-spray ionization source (HESI) was set to 3.5 kV voltage for posi-tive mode and 4.0 kV for negative mode, sheath gas was set to 50 and aux gas to 20 ar-bitrary units, capillary temperature 300 °C, probe heater temperature 120 °C. Mixtures of pure authentic standards containing over 320 metabolites were acquired as separate injections and used to confirm retention times. Metabolites confirmed with authentic standards were given the highest confidence MSI level 1. The acquired LCMS data was processed in untargeted fashion using the open-source software IDEOM [30,31]. Default IDEOM parameters were used to elimi-nate unwanted noise and artefact peaks. Putative identification of metabolites was achieved by accurate mass within 3 ppm mass error searching against the Kyoto Ency-clopedia of Genes and Genomes (KEGG), MetaCyc, and LIPIDMAPS databases and others. Despite the washing steps performed in sample preparation it is expected
AN003276 | chromatography_metadata | CHROMATOGRAPHY_SUMMARY | LCMS data was acquired on Q-Exactive Orbitrap mass spectrometer (Thermo Fisher) coupled with high-performance liquid chromatography (HPLC) system Dionex Ulti-mate® 3000 RS (Thermo Fisher). Chromatographic separation was performed on a ZIC-pHILIC column (5 µm, polymeric, 150 × 4.6 mm, SeQuant®, Merck). The mobile phase (A) was 20 mM ammonium carbonate and (B) acetonitrile. The gradient pro-gram started at 80% B and was reduced to 50% B over 15 min, then reduced from 50% B to 5% B over 3 min, followed by wash with 5% B for another 3 min, and finally 8 min re-equilibration with 80% B. The flow rate was 0.3 mL/min and column compartment temperature was 25 ºC. The total run time was 32 min with an injection sample vol-ume of 10 µL. Mass spectrometer operated in full scan mode with positive and nega-tive polarity switching at 35000 resolution at 200 m/z with detection range of 85 to 1, 275 m/z in full scan mode. Electro-spray ionization source (HESI) was set to 3.5 kV voltage for positive mode and 4.0 kV for negative mode, sheath gas was set to 50 and aux gas to 20 arbitrary units, capillary temperature 300 °C, probe heater temperature 120 °C.
AN003276 | chromatography_metadata | CHROMATOGRAPHY_TYPE | HILIC
AN003276 | chromatography_metadata | INSTRUMENT_NAME | Thermo Dionex Ultimate 3000 RS
AN003276 | chromatography_metadata | COLUMN_NAME | SeQuant ZIC-HILIC (150 x 4.6mm, 5um)
AN003276 | missingness | n_missing | 1331
AN003276 | missingness | n_value | 6592
AN003276 | missingness | perc_missing | 20.191140776699
AN003276 | binomial_statistics | estimate | 0.768824306472919
AN003276 | binomial_statistics | statistic | 582
AN003276 | binomial_statistics | p.value | 3.7129329409764e-52
AN003276 | binomial_statistics | parameter | 757
AN003276 | binomial_statistics | conf.low | 0.742203052495669
AN003276 | binomial_statistics | conf.high | 1
AN003276 | binomial_statistics | method | Exact binomial test
AN003276 | binomial_statistics | alternative | greater
AN003279 | measurement_metadata | INSTRUMENT_NAME | Thermo Exactive Plus Orbitrap
AN003279 | measurement_metadata | INSTRUMENT_TYPE | Orbitrap
AN003279 | measurement_metadata | MS_TYPE | ESI
AN003279 | measurement_metadata | ION_MODE | NEGATIVE
AN003279 | measurement_metadata | MS_COMMENTS | El-Maven for feature assignments
AN003279 | chromatography_metadata | CHROMATOGRAPHY_TYPE | Reversed phase
AN003279 | chromatography_metadata | INSTRUMENT_NAME | Thermo Dionex Ultimate 3000 RS
AN003279 | chromatography_metadata | COLUMN_NAME | Water XSelect HSS T3 C18 (100 x 2.1mm, 2.5um)
AN003279 | missingness | n_missing | 9
AN003279 | missingness | n_value | 1557
AN003279 | missingness | perc_missing | 0.578034682080925
AN003279 | binomial_statistics | estimate | 1
AN003279 | binomial_statistics | statistic | 24
AN003279 | binomial_statistics | p.value | 5.96046447753907e-08
AN003279 | binomial_statistics | parameter | 24
AN003279 | binomial_statistics | conf.low | 0.882653843845051
AN003279 | binomial_statistics | conf.high | 1
AN003279 | binomial_statistics | method | Exact binomial test
AN003279 | binomial_statistics | alternative | greater
AN003296 | measurement_metadata | INSTRUMENT_NAME | Leco Pegasus IV TOF
AN003296 | measurement_metadata | INSTRUMENT_TYPE | GC-TOF
AN003296 | measurement_metadata | MS_TYPE | EI
AN003296 | measurement_metadata | ION_MODE | UNSPECIFIED
AN003296 | measurement_metadata | MS_COMMENTS | A Leco Pegasus IV time of flight mass spectrometer is controlled by the Leco ChromaTOF software vs. 2.32 (St. Joseph, MI). The transfer line temperature between gas chromatograph and mass spectrometer is set to 280°C. Electron impact ionization at 70V is employed with an ion source temperature of 250°C. Acquisition rate is 17 spectra/second, with a scan mass range of 85-500 Da.
AN003296 | chromatography_metadata | CHROMATOGRAPHY_SUMMARY | A 30 m long, 0.25 mm i.d. Rtx-5Sil MS column (0.25 μm 95% dimethyl 5% diphenyl polysiloxane film) with additional 10 m integrated guard column is used (Restek, Bellefonte PA). 99.9999% pure Helium with built-in purifier (Airgas, Radnor PA) is set at constant flow of 1 ml/min. The oven temperature is held constant at 50°C for 1 min and then ramped at 20°C/min to 330°C at which it is held constant for 5 min.
AN003296 | chromatography_metadata | CHROMATOGRAPHY_TYPE | GC
AN003296 | chromatography_metadata | INSTRUMENT_NAME | Leco Pegasus IV
AN003296 | chromatography_metadata | COLUMN_NAME | 30 m long, 0.25 mm i.d. Rtx-5Sil MS column (0.25 μm 95% dimethyl 5% diphenyl polysiloxane film)
AN003296 | missingness | n_missing | 5
AN003296 | missingness | n_value | 32184
AN003296 | missingness | perc_missing | 0.015535669898086
AN003296 | binomial_statistics | estimate | 0.928327645051195
AN003296 | binomial_statistics | statistic | 272
AN003296 | binomial_statistics | p.value | 4.07289719156836e-57
AN003296 | binomial_statistics | parameter | 293
AN003296 | binomial_statistics | conf.low | 0.898428309118203
AN003296 | binomial_statistics | conf.high | 1
AN003296 | binomial_statistics | method | Exact binomial test
AN003296 | binomial_statistics | alternative | greater
AN003298 | measurement_metadata | INSTRUMENT_NAME | Thermo Q Exactive HF hybrid Orbitrap
AN003298 | measurement_metadata | INSTRUMENT_TYPE | Orbitrap
AN003298 | measurement_metadata | MS_TYPE | ESI
AN003298 | measurement_metadata | ION_MODE | POSITIVE
AN003298 | measurement_metadata | MS_COMMENTS | A Thermo Q-Exactive HF Orbitrap MS instrument was operated in positive and negative ESI mdoes respectively with the following parameters: mass range 60−900 m/z; spray voltage 3.6kV (ESI+) and −3kV (ESI−), sheath gas (nitrogen) flow rate 60 units; auxiliary gas (nitrogen) flow rate 25 units, capillary temperature 320 ◦C, full scan MS1 mass resolving power 60,000, data-dependent MSMS (dd-MSMS) 4 scans per cycle, normalized collision energy at 20%, 30%, and 40%, dd-MSMS mass resolving power 15,000. Thermo Xcalibur 4.0.27.19 was used for data acquisition and analysis. Instruments was tuned and calibrated by manufacturer’s recommendations.
AN003298 | chromatography_metadata | CHROMATOGRAPHY_TYPE | HILIC
AN003298 | chromatography_metadata | INSTRUMENT_NAME | Vanquish
AN003298 | chromatography_metadata | COLUMN_NAME | Waters Acquity UPLC BEH Amide column (150 mm length × 2.1 mm i.d.; 1.7 µm particle size)
AN003298 | missingness | n_missing | 2566
AN003298 | missingness | n_value | 60792
AN003298 | missingness | perc_missing | 4.22095012501645
AN003298 | binomial_statistics | estimate | 0.841757714011286
AN003298 | binomial_statistics | statistic | 14022
AN003298 | binomial_statistics | p.value | 0
AN003298 | binomial_statistics | parameter | 16658
AN003298 | binomial_statistics | conf.low | 0.837032374351232
AN003298 | binomial_statistics | conf.high | 1
AN003298 | binomial_statistics | method | Exact binomial test
AN003298 | binomial_statistics | alternative | greater
AN003318 | measurement_metadata | INSTRUMENT_NAME | Thermo Q Exactive Orbitrap
AN003318 | measurement_metadata | INSTRUMENT_TYPE | Orbitrap
AN003318 | measurement_metadata | MS_TYPE | ESI
AN003318 | measurement_metadata | ION_MODE | NEGATIVE
AN003318 | measurement_metadata | MS_COMMENTS | Samples (10uL injection for cells, 20uL injection for SUPs) were introduced to the MS via electrospray ionization with the MS scanning in full MS mode (2 µscans) and ddMS2 (top15) over the range of 65-950 m/z. Technical replicates were injected every six to twelve samples to ensure instrument stability (Nemkov et al., 2019). Metabolites were manually selected integrated with Maven (Princeton University) in conjunction with the KEGG database. Peak quality was determined using blanks, technical mixes, and 13C abundance.
AN003318 | chromatography_metadata | CHROMATOGRAPHY_TYPE | Reversed phase
AN003318 | chromatography_metadata | INSTRUMENT_NAME | Thermo Vanquish
AN003318 | chromatography_metadata | COLUMN_NAME | Phenomenex Kinetex C18 (150 x 2.1mm, 2.6 um)
AN003318 | missingness | n_missing | 26
AN003318 | missingness | n_value | 5916
AN003318 | missingness | perc_missing | 0.439486139283299
AN003318 | binomial_statistics | estimate | 0.976190476190476
AN003318 | binomial_statistics | statistic | 41
AN003318 | binomial_statistics | p.value | 9.77706804405902e-12
AN003318 | binomial_statistics | parameter | 42
AN003318 | binomial_statistics | conf.low | 0.891962303838788
AN003318 | binomial_statistics | conf.high | 1
AN003318 | binomial_statistics | method | Exact binomial test
AN003318 | binomial_statistics | alternative | greater
AN003338 | measurement_metadata | INSTRUMENT_NAME | Thermo Exactive Plus Orbitrap
AN003338 | measurement_metadata | INSTRUMENT_TYPE | Orbitrap
AN003338 | measurement_metadata | MS_TYPE | ESI
AN003338 | measurement_metadata | ION_MODE | UNSPECIFIED
AN003338 | measurement_metadata | MS_COMMENTS | The injection order of the samples was randomized, blanks and PBQCs were injected periodically. The samples were analyzed on a Q-Exactive Plus mass spectrometer (Thermo Fisher Scientific) via 70k MS1 scans, with intermittent 35k data-dependent 35k MS2 scans in positive and negative mode separately.XCalibur 4.2.47 software and Compound Discoverer 3.1 software (Thermo Fisher Scientific) was used for recording and used for peak detection, combination of adducts and compound annotation, respectively. Metabolite identifications were based on either retention time and accurate mass match to an in-house library of 160 authentic standards, or by matching accurate mass and MS2 fragments to m/z cloud database (mirrored offline in m/z vault v 2.1.22.15 in May 2020) (Thermo Fisher Scientific). Data were exported to Excel for grouping, combination of datasets from positive and negative ionization runs and blank subtraction.
AN003338 | chromatography_metadata | CHROMATOGRAPHY_SUMMARY | Chromatographic separation was achieved on a Vanquish Flex fitted with an ACQUITY UPLC BEH Amide column (Waters). Running a 25 min linear gradient starting with 90 % eluent A (10 mM ammonium carbonate in acetonitrile) / 10 % eluent B (10 mM ammonium carbonate in water) and ending with 40 % eluent A / 60 % eluent B, followed by washing and equilibration steps.
AN003338 | chromatography_metadata | CHROMATOGRAPHY_TYPE | HILIC
AN003338 | chromatography_metadata | INSTRUMENT_NAME | Thermo Vanquish
AN003338 | chromatography_metadata | COLUMN_NAME | Waters Acquity BEH Amide (150 x 2.1mm, 1.7um)
AN003338 | missingness | n_missing | 17214
AN003338 | missingness | n_value | 26300
AN003338 | missingness | perc_missing | 65.4524714828897
AN003338 | binomial_statistics | estimate | 0.591643582640813
AN003338 | binomial_statistics | statistic | 2563
AN003338 | binomial_statistics | p.value | 6.5572833611328e-34
AN003338 | binomial_statistics | parameter | 4332
AN003338 | binomial_statistics | conf.low | 0.579201259207411
AN003338 | binomial_statistics | conf.high | 1
AN003338 | binomial_statistics | method | Exact binomial test
AN003338 | binomial_statistics | alternative | greater
AN003347 | measurement_metadata | INSTRUMENT_NAME | ABI Sciex 5500 QTrap
AN003347 | measurement_metadata | INSTRUMENT_TYPE | Triple quadrupole
AN003347 | measurement_metadata | MS_TYPE | ESI
AN003347 | measurement_metadata | ION_MODE | UNSPECIFIED
AN003347 | measurement_metadata | MS_COMMENTS | Analyst1.7 (Sciex); MetIDQ (Biocrates)
AN003347 | chromatography_metadata | CHROMATOGRAPHY_TYPE | None (Direct infusion)
AN003347 | chromatography_metadata | INSTRUMENT_NAME | -
AN003347 | chromatography_metadata | COLUMN_NAME | -
AN003347 | missingness | n_missing | 129
AN003347 | missingness | n_value | 9344
AN003347 | missingness | perc_missing | 1.38056506849315
AN003347 | binomial_statistics | estimate | 0.820253164556962
AN003347 | binomial_statistics | statistic | 324
AN003347 | binomial_statistics | p.value | 5.21594353424383e-40
AN003347 | binomial_statistics | parameter | 395
AN003347 | binomial_statistics | conf.low | 0.785447404951868
AN003347 | binomial_statistics | conf.high | 1
AN003347 | binomial_statistics | method | Exact binomial test
AN003347 | binomial_statistics | alternative | greater
AN003349 | measurement_metadata | INSTRUMENT_NAME | Thermo Q Exactive Orbitrap
AN003349 | measurement_metadata | INSTRUMENT_TYPE | Orbitrap
AN003349 | measurement_metadata | MS_TYPE | ESI
AN003349 | measurement_metadata | ION_MODE | UNSPECIFIED
AN003349 | measurement_metadata | MS_COMMENTS | The LC-MS raw file conversion was performed using ProteoWizard and XCMS. Mzmatch.R was then used for alignment and filtering of peaks with an intensity cut-off of 100,000, relative standard deviation of less than 0.8, and peak shape noise filter of greater than 0.8. Output was then further processed using IDEOM
AN003349 | measurement_metadata | ION_SPRAY_VOLTAGE | 3.5 kV
AN003349 | chromatography_metadata | CHROMATOGRAPHY_TYPE | Reversed phase
AN003349 | chromatography_metadata | INSTRUMENT_NAME | Thermo Dionex Ultimate 3000
AN003349 | chromatography_metadata | COLUMN_NAME | Ascentis® Express C8, 2.7 μm 100 mm
AN003349 | chromatography_metadata | FLOW_RATE | 0.2 mL/min
AN003349 | chromatography_metadata | COLUMN_TEMPERATURE | 40
AN003349 | chromatography_metadata | SOLVENT_A | 40% aqueous isopropanol with 8 mM ammonium carbonate and 2 mM formic acid
AN003349 | chromatography_metadata | SOLVENT_B | 98% aqueous isopropanol with 8 mM ammonium carbonate and 2 mM formic acid
AN003349 | chromatography_metadata | SAMPLE_INJECTION | 10 uL
AN003349 | missingness | n_missing | 1273
AN003349 | missingness | n_value | 37269
AN003349 | missingness | perc_missing | 3.41570742440098
AN003349 | binomial_statistics | estimate | 0.911710887465691
AN003349 | binomial_statistics | statistic | 1993
AN003349 | binomial_statistics | p.value | 0
AN003349 | binomial_statistics | parameter | 2186
AN003349 | binomial_statistics | conf.low | 0.901086483551372
AN003349 | binomial_statistics | conf.high | 1
AN003349 | binomial_statistics | method | Exact binomial test
AN003349 | binomial_statistics | alternative | greater
AN003360 | measurement_metadata | INSTRUMENT_NAME | ThermoFisher Q Exactive™ Hybrid Quadrupole-Orbitrap™ Mass Spectrometry (QE)
AN003360 | measurement_metadata | INSTRUMENT_TYPE | Hybrid Quadrupole-Orbitrap™
AN003360 | measurement_metadata | MS_TYPE | Other
AN003360 | measurement_metadata | MS_COMMENTS | The eluents were analyzed on a ThermoFisher Q Exactive™ Hybrid Quadrupole-Orbitrap™ Mass Spectrometry (QE) in Heated Electrospray Ionization Negative (HESI-) mode, separately. Spray voltage was set to 4000 V. Capillary and Probe Heater Temperature were separately 320 °C and 320 °C. Sheath gas flow rate was 35 (Arb, arbitrary unit), and Aux gas flow rate was 10 (Arb). S-Lens RF Level was 50 (Arb). The full scan was operated at a high-resolution of 70000 FWHM (m/z=200) at a range of 70- 1050 m/z with AGC Target setting at 3×106.
AN003360 | measurement_metadata | ION_MODE | NEGATIVE
AN003360 | chromatography_metadata | CHROMATOGRAPHY_SUMMARY | Chromatographic separation was performed on a ThermoFisher Ultimate 3000 UHPLC system with a Waters BEH Amide column (2.1mm × 100 mm, 1.7 μm). The injection volume was 2μL and the flow rate was 0.25 mL/min. The column temperature was 15°C. The mobile phases consisted of water with 0.01% formic acid and 2 mM ammonium formate (phase A) and acetonitrile (phase B). A linear gradient elution was performed with the following program: 0 min, 90%B; 4 min, 85% B; 11 min, 75%B; 14 min, 70%B, 14.5min, 50%B and held to 17 min; 17.1 min, 90%B and held to 20.01 min.
AN003360 | chromatography_metadata | INSTRUMENT_NAME | ThermoFisher Ultimate 3000 UHPLC system
AN003360 | chromatography_metadata | COLUMN_NAME | Waters BEH Amide column
AN003360 | chromatography_metadata | CHROMATOGRAPHY_TYPE | HILIC
AN003360 | missingness | n_missing | 38
AN003360 | missingness | n_value | 1056
AN003360 | missingness | perc_missing | 3.59848484848485
AN003360 | binomial_statistics | estimate | 0.866666666666667
AN003360 | binomial_statistics | statistic | 182
AN003360 | binomial_statistics | p.value | 3.75812761506355e-29
AN003360 | binomial_statistics | parameter | 210
AN003360 | binomial_statistics | conf.low | 0.821790324222331
AN003360 | binomial_statistics | conf.high | 1
AN003360 | binomial_statistics | method | Exact binomial test
AN003360 | binomial_statistics | alternative | greater
AN003382 | measurement_metadata | INSTRUMENT_NAME | Thermo Q Exactive HF hybrid Orbitrap
AN003382 | measurement_metadata | INSTRUMENT_TYPE | Orbitrap
AN003382 | measurement_metadata | MS_TYPE | ESI
AN003382 | measurement_metadata | MS_COMMENTS | A Thermo Q-Exactive HF Orbitrap MS instrument was operated in positive and negative ESI mdoes respectively with the following parameters: mass range 60−900 m/z; spray voltage 3.6kV (ESI+) and −3kV (ESI−), sheath gas (nitrogen) flow rate 60 units; auxiliary gas (nitrogen) flow rate 25 units, capillary temperature 320 ◦C, full scan MS1 mass resolving power 60,000, data-dependent MSMS (dd-MSMS) 4 scans per cycle, normalized collision energy at 20%, 30%, and 40%, dd-MSMS mass resolving power 15,000. Thermo Xcalibur 4.0.27.19 was used for data acquisition and analysis. Instruments was tuned and calibrated by manufacturer’s recommendations. MSDIAL was used for data processing. Conjugated bile acid peak height was converted to relative concentration in ng/mL by comparing to targeted bile acid dataset ST002073.
AN003382 | measurement_metadata | ION_MODE | POSITIVE
AN003382 | chromatography_metadata | CHROMATOGRAPHY_SUMMARY | Data acquisition : 3 µL sample aliquots were injected on a Waters Acquity UPLC BEH Amide column (150 mm length × 2.1 mm id; 1.7 μm particle size) maintained at 45°C. A Waters Acquity VanGuard BEH Amide pre-column (5 mm × 2.1 mm id; 1.7 μm particle size) was used as guard column. Mobile phase A was 100% LC-MS grade water with 10 mM ammonium formate and 0.125% formic acid and mobile phase B was 95:5 v/v acetonitrile:water with 10 mM ammonium formate and 0.125% formic acid. Gradient was started at 100% (B) for 2 min, 70% (B) at 7.7 min, 40% (B) at 9.5 min, 30% (B) at 10.25 min, 100% (B) at 12.75 min and isocratic until 16.75 min. The column flow was 0.4 mL/min. Vanquish UHPLC system (ThermoFisher Scientific) was used.
AN003382 | chromatography_metadata | INSTRUMENT_NAME | Thermo Vanquish
AN003382 | chromatography_metadata | COLUMN_NAME | Waters Acquity UPLC BEH amide,(150 x 2.1mm,1.7um)
AN003382 | chromatography_metadata | FLOW_GRADIENT | Gradient was started at 100% (B) for 2 min, 70% (B) at 7.7 min, 40% (B) at 9.5 min, 30% (B) at 10.25 min, 100% (B) at 12.75 min and isocratic until 16.75 min.
AN003382 | chromatography_metadata | FLOW_RATE | 0.4 mL/min
AN003382 | chromatography_metadata | SOLVENT_A | 100% water; 0.125% formic acid; 10 mM ammonium formate
AN003382 | chromatography_metadata | SOLVENT_B | 95% acetonitrile/5% water 0.125% formic acid; 10 mM ammonium formate
AN003382 | chromatography_metadata | CHROMATOGRAPHY_TYPE | HILIC
AN003382 | missingness | n_missing | 17097
AN003382 | missingness | n_value | 131407
AN003382 | missingness | perc_missing | 13.0107224120481
AN003382 | binomial_statistics | estimate | 0.676851135644469
AN003382 | binomial_statistics | statistic | 38502
AN003382 | binomial_statistics | p.value | 0
AN003382 | binomial_statistics | parameter | 56884
AN003382 | binomial_statistics | conf.low | 0.673610353616966
AN003382 | binomial_statistics | conf.high | 1
AN003382 | binomial_statistics | method | Exact binomial test
AN003382 | binomial_statistics | alternative | greater
AN003415 | measurement_metadata | INSTRUMENT_NAME | ABI Sciex 5500 QTrap
AN003415 | measurement_metadata | INSTRUMENT_TYPE | QTRAP
AN003415 | measurement_metadata | MS_TYPE | Other
AN003415 | measurement_metadata | MS_COMMENTS | Hardware/System Setup: The Lipidyzer platform hardware has been described previously. (10) The Turbo V source is outfitted with a 65 μm ESI Electrode and the transfer line is plumbed with 50 μm ID PEEKsil tubing from the Lipidyzer installation kit. For the SLA application method, a 100 μL loop was installed. SLA Overview: The Shotgun Lipidomics Assistant (SLA) oversees three processes in the DMS lipidomics workflow: (1) analyzing DMS tuning data to update methods utilizing the DMS, (2) analyzing QC/suitability test data to measure relative lipid standard response, and (3) analyzing DMS lipidomics data files to yield processed quantitative results. This third process is subdivided into three parts: (1) extracting data from Analyst data files, (2) merging extracted data with the sample map and performing normalization, and (3) creating plots and data sheets of the class total and triacylglycerol data. These five processes are carried out on separate tabs within the SLA GUI. We will describe each of these five processes and the computations performed in detail below. While the LWM scripted the creation of Analyst sample batches and performed data analysis for these three processes, our workflow allows the user to setup the batches manually in Analyst and performs the analysis on the resulting data. This manual batch creation step requires a minimal amount of user time and gives the user flexibility in performing tuning, QC/suitability tests, and analyzing experimental data. The first step of analysis within each of the three primary processes is the conversion of the WIFF files to mzML format using Proteowizard’s MSconvertGUI application. (11) The SLA reads the resulting mzML files utilizing the pyOpenMS package (12) and converts the data into readable data tables for further data processing. Please refer to the following publication for more details: https://pubmed.ncbi.nlm.nih.gov/34637296/
AN003415 | measurement_metadata | ION_MODE | POSITIVE
AN003415 | chromatography_metadata | CHROMATOGRAPHY_SUMMARY | For each sample, there are 2 .mzML files.
AN003415 | chromatography_metadata | INSTRUMENT_NAME | Sciex 5500
AN003415 | chromatography_metadata | COLUMN_NAME | none
AN003415 | chromatography_metadata | CHROMATOGRAPHY_TYPE | None (Direct infusion)
AN003415 | missingness | n_missing | 7936
AN003415 | missingness | n_value | 118803
AN003415 | missingness | perc_missing | 6.67996599412473
AN003415 | binomial_statistics | estimate | 0.894088736464044
AN003415 | binomial_statistics | statistic | 33109
AN003415 | binomial_statistics | p.value | 0
AN003415 | binomial_statistics | parameter | 37031
AN003415 | binomial_statistics | conf.low | 0.891422046623104
AN003415 | binomial_statistics | conf.high | 1
AN003415 | binomial_statistics | method | Exact binomial test
AN003415 | binomial_statistics | alternative | greater
AN003419 | measurement_metadata | INSTRUMENT_NAME | Thermo Q Exactive HF-X Orbitrap
AN003419 | measurement_metadata | INSTRUMENT_TYPE | Orbitrap
AN003419 | measurement_metadata | MS_TYPE | ESI
AN003419 | measurement_metadata | ION_MODE | POSITIVE
AN003419 | measurement_metadata | MS_COMMENTS | Samples were analyzed with positive/negative ionization switching. 60,000 resolution. Top 5 DDA.
AN003419 | measurement_metadata | COLLISION_ENERGY | 25, 35, 45 V stepped collision energy
AN003419 | measurement_metadata | FRAGMENTATION_METHOD | HCD
AN003419 | measurement_metadata | IONIZATION | HESI
AN003419 | measurement_metadata | MASS_ACCURACY | 5 ppm
AN003419 | chromatography_metadata | CHROMATOGRAPHY_TYPE | Reversed phase
AN003419 | chromatography_metadata | INSTRUMENT_NAME | Waters Acquity I-Class
AN003419 | chromatography_metadata | COLUMN_NAME | Waters Acquity BEH C18 (100 x 2mm, 1.7um)
AN003419 | chromatography_metadata | FLOW_GRADIENT | Starting composition was 32% B, which increased to 40% B at 1 min (held until 1.5 min) then 45% B at 4 minutes. This was increased to 50% B at 5 min, 60% B at 8 min, 70% B at 11 min, and 80% B at 14 min (held until 16 min). At 16 min the composition switched back to starting conditions (32% B) and was held for 4 min to re-equilibrate the column.
AN003419 | chromatography_metadata | FLOW_RATE | 0.2 mL/min
AN003419 | chromatography_metadata | COLUMN_TEMPERATURE | 45
AN003419 | chromatography_metadata | SOLVENT_A | 60/40 ACN/H20 10 mM ammonium formate
AN003419 | chromatography_metadata | SOLVENT_B | B- 90/10 IPA/ACN 10 mM ammonium formate
AN003419 | chromatography_metadata | INJECTION_TEMPERATURE | 10
AN003419 | missingness | n_missing | 257
AN003419 | missingness | n_value | 22477
AN003419 | missingness | perc_missing | 1.14339102193353
AN003419 | binomial_statistics | estimate | 0.970149253731343
AN003419 | binomial_statistics | statistic | 455
AN003419 | binomial_statistics | p.value | 1.58989250366457e-115
AN003419 | binomial_statistics | parameter | 469
AN003419 | binomial_statistics | conf.low | 0.953726580246909
AN003419 | binomial_statistics | conf.high | 1
AN003419 | binomial_statistics | method | Exact binomial test
AN003419 | binomial_statistics | alternative | greater
AN003448 | measurement_metadata | INSTRUMENT_NAME | Thermo Q Exactive Orbitrap
AN003448 | measurement_metadata | INSTRUMENT_TYPE | Orbitrap
AN003448 | measurement_metadata | MS_TYPE | ESI
AN003448 | measurement_metadata | ION_MODE | POSITIVE
AN003448 | measurement_metadata | MS_COMMENTS | Metabolite detection was performed using a high-resolution Q Exactive MS (ThermoFisher) in both positive and negative ionisation modes. The PBQC sample was run periodically throughout each LC-MS batch to monitor signal reproducibility and support downstream metabolite identification. Extraction solvent blank samples were also analysed to identify possible contaminating chemical species. To aid in metabolite identification, approximately 250 authentic metabolite standards were analysed prior to each LC-MS batch and their peaks and retention time manually checked using the ToxID software (ThermoFisher). Metabolomics data were analysed using the IDEOM workflow (Creek et al. 2012). Briefly, the IDEOM processing pipeline uses msconvert for conversion of raw files to mzXML files and split polarity, XCMS to extract raw peak intensities and mzMatch to align samples, filter noise, fill missing peaks and annotate related peaks. Manual assessment of spiked internal standards, total ion chromatograms and median peak heights ensured signal reproducibility and allowed exclusion of outlier samples. LC MS peak heights representing metabolite abundances were normalised by median peak height. High confidence metabolite identification (MSI level 1) was made by matching accurate mass and retention time to authentic metabolite standards. Putative identifications (MSI level 2) for metabolites lacking standards were based on exact mass and predicted retention times.
AN003448 | chromatography_metadata | CHROMATOGRAPHY_TYPE | HILIC
AN003448 | chromatography_metadata | INSTRUMENT_NAME | Thermo Dionex Ultimate 3000 RS
AN003448 | chromatography_metadata | COLUMN_NAME | ZIC-pHILIC column equipped with a guard (5 μm, 4.6 × 150 mm, SeQuant®, Merck)
AN003448 | missingness | n_missing | 265
AN003448 | missingness | n_value | 7254
AN003448 | missingness | perc_missing | 3.65315687896333
AN003448 | binomial_statistics | estimate | 0.840425531914894
AN003448 | binomial_statistics | statistic | 237
AN003448 | binomial_statistics | p.value | 5.9088548234754e-33
AN003448 | binomial_statistics | parameter | 282
AN003448 | binomial_statistics | conf.low | 0.800128908457684
AN003448 | binomial_statistics | conf.high | 1
AN003448 | binomial_statistics | method | Exact binomial test
AN003448 | binomial_statistics | alternative | greater
AN003449 | measurement_metadata | INSTRUMENT_NAME | Thermo Q Exactive Orbitrap
AN003449 | measurement_metadata | INSTRUMENT_TYPE | Orbitrap
AN003449 | measurement_metadata | MS_TYPE | ESI
AN003449 | measurement_metadata | ION_MODE | NEGATIVE
AN003449 | measurement_metadata | MS_COMMENTS | Metabolite detection was performed using a high-resolution Q Exactive MS (ThermoFisher) in both positive and negative ionisation modes. The PBQC sample was run periodically throughout each LC-MS batch to monitor signal reproducibility and support downstream metabolite identification. Extraction solvent blank samples were also analysed to identify possible contaminating chemical species. To aid in metabolite identification, approximately 250 authentic metabolite standards were analysed prior to each LC-MS batch and their peaks and retention time manually checked using the ToxID software (ThermoFisher). Metabolomics data were analysed using the IDEOM workflow (Creek et al. 2012). Briefly, the IDEOM processing pipeline uses msconvert for conversion of raw files to mzXML files and split polarity, XCMS to extract raw peak intensities and mzMatch to align samples, filter noise, fill missing peaks and annotate related peaks. Manual assessment of spiked internal standards, total ion chromatograms and median peak heights ensured signal reproducibility and allowed exclusion of outlier samples. LC MS peak heights representing metabolite abundances were normalised by median peak height. High confidence metabolite identification (MSI level 1) was made by matching accurate mass and retention time to authentic metabolite standards. Putative identifications (MSI level 2) for metabolites lacking standards were based on exact mass and predicted retention times.
AN003449 | chromatography_metadata | CHROMATOGRAPHY_TYPE | HILIC
AN003449 | chromatography_metadata | INSTRUMENT_NAME | Thermo Dionex Ultimate 3000 RS
AN003449 | chromatography_metadata | COLUMN_NAME | ZIC-pHILIC column equipped with a guard (5 μm, 4.6 × 150 mm, SeQuant®, Merck)
AN003449 | missingness | n_missing | 101
AN003449 | missingness | n_value | 5707
AN003449 | missingness | perc_missing | 1.76975643946031
AN003449 | binomial_statistics | estimate | 0.798418972332016
AN003449 | binomial_statistics | statistic | 202
AN003449 | binomial_statistics | p.value | 9.58517769977602e-23
AN003449 | binomial_statistics | parameter | 253
AN003449 | binomial_statistics | conf.low | 0.752419200464084
AN003449 | binomial_statistics | conf.high | 1
AN003449 | binomial_statistics | method | Exact binomial test
AN003449 | binomial_statistics | alternative | greater
AN003461 | measurement_metadata | INSTRUMENT_NAME | Thermo Q Exactive Plus Orbitrap
AN003461 | measurement_metadata | INSTRUMENT_TYPE | Orbitrap
AN003461 | measurement_metadata | MS_TYPE | ESI
AN003461 | measurement_metadata | ION_MODE | NEGATIVE
AN003461 | measurement_metadata | MS_COMMENTS | pmol/10,000,000 cells
AN003461 | chromatography_metadata | CHROMATOGRAPHY_TYPE | Reversed phase
AN003461 | chromatography_metadata | INSTRUMENT_NAME | UltiMate 3000 (Thermo Fisher Scientific)
AN003461 | chromatography_metadata | COLUMN_NAME | X-Bridge C18 column (3.5 μm, 150 mm × 1.0 mm i.d.) (Waters)
AN003461 | missingness | n_missing | 490
AN003461 | missingness | n_value | 1640
AN003461 | missingness | perc_missing | 29.8780487804878
AN003461 | binomial_statistics | estimate | 0.782258064516129
AN003461 | binomial_statistics | statistic | 291
AN003461 | binomial_statistics | p.value | 3.29838944528176e-29
AN003461 | binomial_statistics | parameter | 372
AN003461 | binomial_statistics | conf.low | 0.744095814923677
AN003461 | binomial_statistics | conf.high | 1
AN003461 | binomial_statistics | method | Exact binomial test
AN003461 | binomial_statistics | alternative | greater
AN003502 | measurement_metadata | INSTRUMENT_NAME | ABI Sciex 6500 QTrap
AN003502 | measurement_metadata | INSTRUMENT_TYPE | QTRAP
AN003502 | measurement_metadata | MS_TYPE | ESI
AN003502 | measurement_metadata | ION_MODE | POSITIVE
AN003502 | measurement_metadata | MS_COMMENTS | Mass spectrometric analysis was performed using the QTRAP 6500 (SCIEX) operated by Analyst 1.6.3. The following instrument dependent settings were used: curtain gas, 20 psi; CAD gas, medium; and interface heater temperature, 100°C. PC analysis was performed in the positive ion mode by scanning for precursors of m/z 184 at a collision energy of 35 eV. PE, PS, PG, PI, and PA measurements were performed in the positive ion mode by scanning for neutral losses of 141, 185, 189, 277, and 115 D at CE of 25 eV. The value for the declustering potential was 100 V (Özbalci et al. (2013) Methods Mol Biol 1033:3-20). Scanning was performed in a mass range of m/z 650–900 D and at a scan rate of 200 D/s. 61 MCA spectra were accumulated. Mass spectra were processed by the LipidView Software Version 1.2 (SCIEX) for identification and quantification of glycerophospholipids. Endogenous glycerophospolipids were quantified by referring their peak areas to those of the internal standards.
AN003502 | chromatography_metadata | CHROMATOGRAPHY_SUMMARY | Dried lipid extracts were dissolved in 300 μl of methanol. 20 μl of the lipid extract in methanol were loaded into 96-well plates and diluted with 20 μl of 20 mM ammonium acetate in methanol. Lipid infusion and ionization was conducted using Nano-ESI chips with the TriVersa NanoMate operated by the ChipSoft Software (Advion) under the following settings: sample infusion volume: 14 μl, volume of air to aspirate after sample: 1 μl, air gap before chip: enabled, aspiration delay: 0 s, prepiercing: with mandrel, spray sensing: enabled, cooling temperature: 14°C, gas pressure: 0.5 psi, ionization voltage: 1.4 kV, and vent headspace: enabled. Prewetting was done once. Ref.: Kumar, V., Bouameur, J.E., Bar, J., Rice, R.H., Hornig-Do, H.T., Roop, D.R., Schwarz, N., Brodesser, 1120 S., Thiering, S., Leube, R.E., et al. (2015). A keratin scaffold regulates epidermal barrier 1121 formation, mitochondrial lipid composition, and activity. J Cell Biol 211, 1057–1075. Ref.: Kumar, V., Bouameur, J.E., Bar, J., Rice, R.H., Hornig-Do, H.T., Roop, D.R., Schwarz, N., Brodesser, 1120 S., Thiering, S., Leube, R.E., et al. (2015). A keratin scaffold regulates epidermal barrier 1121 formation, mitochondrial lipid composition, and activity. J Cell Biol 211, 1057–1075.
AN003502 | chromatography_metadata | CHROMATOGRAPHY_TYPE | None (Direct infusion)
AN003502 | chromatography_metadata | INSTRUMENT_NAME | TriVersa NanoMate
AN003502 | chromatography_metadata | COLUMN_NAME | TriVersa NanoMate
AN003502 | missingness | n_missing | 107
AN003502 | missingness | n_value | 1485
AN003502 | missingness | perc_missing | 7.20538720538721
AN003502 | binomial_statistics | estimate | 0.979166666666667
AN003502 | binomial_statistics | statistic | 141
AN003502 | binomial_statistics | p.value | 2.23214513940459e-38
AN003502 | binomial_statistics | parameter | 144
AN003502 | binomial_statistics | conf.low | 0.947038154255331
AN003502 | binomial_statistics | conf.high | 1
AN003502 | binomial_statistics | method | Exact binomial test
AN003502 | binomial_statistics | alternative | greater
AN003511 | measurement_metadata | INSTRUMENT_NAME | Thermo Fusion Orbitrap
AN003511 | measurement_metadata | INSTRUMENT_TYPE | Orbitrap
AN003511 | measurement_metadata | MS_TYPE | ESI
AN003511 | measurement_metadata | ION_MODE | POSITIVE
AN003511 | measurement_metadata | MS_COMMENTS | A Thermo Fisher Scientific Orbitrap Fusion Lumos Tribrid mass spectrometer with heated electrospray ionization source was operated in data- dependent acquisition mode, in positive ionization mode, with scan ranges of 150-827 and 825-1500 m/z. An Orbitrap resolution of 120,000 (FWHM) was used for MS1 acquisition and spray voltages of 3.6kV and -2.9kV were used for positive and negative ionization modes, respectively. For MS2 and MS3 fragmentation a hybridized HCD/CID approach was used. Each sample was analyzed using 4 x 10 µL injections making use of the two scan ranges, in both ionization modes. Data were analyzed using Thermo Scientific LipidSearch software (version 5.0.63) and R scripts written in house. The intensity of each peak was normalized to total lipid signal and to the internal standard.
AN003511 | chromatography_metadata | CHROMATOGRAPHY_SUMMARY | Mobile phase A (MPA) was 40:60 acetonitrile:0.1% formic acid in 10 mM ammonium formate. Mobile phase B (MPB) was 90:9:1 isopropanol: acetonitrile: 0.1% formic acid in 10 mM ammonium formate. The chromatographic method included a Thermo Fisher Scientific Accucore C30 column (2.6 μm, 150 x 2.1 mm) maintained at 40°C, a mobile phase flowrate of 0.200 mL/min, and a gradient elution program as follows: 0-3 min, 30% MPB; 3-13 min, 30-43% MPB; 13.1-33 min, 50-70% MPB; 33-48 min, 70-99% MPB; 48-55 min, 99% MPB; 55.1-60 min, 30% MPB.
AN003511 | chromatography_metadata | CHROMATOGRAPHY_TYPE | Reversed phase
AN003511 | chromatography_metadata | INSTRUMENT_NAME | Thermo Vanquish
AN003511 | chromatography_metadata | COLUMN_NAME | Thermo Accucore C18 (100 2.1mm, 2.6um)
AN003511 | missingness | n_missing | 23
AN003511 | missingness | n_value | 27590
AN003511 | missingness | perc_missing | 0.0833635375135919
AN003511 | binomial_statistics | estimate | 0.80952380952381
AN003511 | binomial_statistics | statistic | 51
AN003511 | binomial_statistics | p.value | 3.72986114108234e-07
AN003511 | binomial_statistics | parameter | 63
AN003511 | binomial_statistics | conf.low | 0.709731536699647
AN003511 | binomial_statistics | conf.high | 1
AN003511 | binomial_statistics | method | Exact binomial test
AN003511 | binomial_statistics | alternative | greater
AN003512 | measurement_metadata | INSTRUMENT_NAME | Thermo Fusion Orbitrap
AN003512 | measurement_metadata | INSTRUMENT_TYPE | Orbitrap
AN003512 | measurement_metadata | MS_TYPE | ESI
AN003512 | measurement_metadata | ION_MODE | NEGATIVE
AN003512 | measurement_metadata | MS_COMMENTS | A Thermo Fisher Scientific Orbitrap Fusion Lumos Tribrid mass spectrometer with heated electrospray ionization source was operated in data- dependent acquisition mode, in negative ionization mode, with scan ranges of 150-827 and 825-1500 m/z. An Orbitrap resolution of 120,000 (FWHM) was used for MS1 acquisition and spray voltages of 3.6kV and -2.9kV were used for positive and negative ionization modes, respectively. For MS2 and MS3 fragmentation a hybridized HCD/CID approach was used. Each sample was analyzed using 4 x 10 µL injections making use of the two scan ranges, in both ionization modes. Data were analyzed using Thermo Scientific LipidSearch software (version 5.0.63) and R scripts written in house. The intensity of each peak was normalized to total lipid signal and to the internal standard.
AN003512 | chromatography_metadata | CHROMATOGRAPHY_SUMMARY | Mobile phase A (MPA) was 40:60 acetonitrile:0.1% formic acid in 10 mM ammonium formate. Mobile phase B (MPB) was 90:9:1 isopropanol: acetonitrile: 0.1% formic acid in 10 mM ammonium formate. The chromatographic method included a Thermo Fisher Scientific Accucore C30 column (2.6 μm, 150 x 2.1 mm) maintained at 40°C, a mobile phase flowrate of 0.200 mL/min, and a gradient elution program as follows: 0-3 min, 30% MPB; 3-13 min, 30-43% MPB; 13.1-33 min, 50-70% MPB; 33-48 min, 70-99% MPB; 48-55 min, 99% MPB; 55.1-60 min, 30% MPB.
AN003512 | chromatography_metadata | CHROMATOGRAPHY_TYPE | Reversed phase
AN003512 | chromatography_metadata | INSTRUMENT_NAME | Thermo Vanquish
AN003512 | chromatography_metadata | COLUMN_NAME | Thermo Accucore C18 (100 2.1mm, 2.6um)
AN003512 | missingness | n_missing | 23
AN003512 | missingness | n_value | 27590
AN003512 | missingness | perc_missing | 0.0833635375135919
AN003512 | binomial_statistics | estimate | 0.80952380952381
AN003512 | binomial_statistics | statistic | 51
AN003512 | binomial_statistics | p.value | 3.72986114108234e-07
AN003512 | binomial_statistics | parameter | 63
AN003512 | binomial_statistics | conf.low | 0.709731536699647
AN003512 | binomial_statistics | conf.high | 1
AN003512 | binomial_statistics | method | Exact binomial test
AN003512 | binomial_statistics | alternative | greater
AN003519 | measurement_metadata | INSTRUMENT_NAME | Metabolon
AN003519 | measurement_metadata | INSTRUMENT_TYPE | Unspecified
AN003519 | measurement_metadata | MS_TYPE | Unspecified
AN003519 | measurement_metadata | MS_COMMENTS | Metabolon global untargeted screen of cecal contents
AN003519 | measurement_metadata | ION_MODE | UNSPECIFIED
AN003519 | chromatography_metadata | CHROMATOGRAPHY_SUMMARY | None
AN003519 | chromatography_metadata | INSTRUMENT_NAME | Unspecified
AN003519 | chromatography_metadata | COLUMN_NAME | Unspecified
AN003519 | chromatography_metadata | CHROMATOGRAPHY_TYPE | Unspecified
AN003519 | missingness | n_missing | 4933
AN003519 | missingness | n_value | 45168
AN003519 | missingness | perc_missing | 10.9214488133192
AN003519 | binomial_statistics | estimate | 0.916434540389972
AN003519 | binomial_statistics | statistic | 4277
AN003519 | binomial_statistics | p.value | 0
AN003519 | binomial_statistics | parameter | 4667
AN003519 | binomial_statistics | conf.low | 0.909469543145539
AN003519 | binomial_statistics | conf.high | 1
AN003519 | binomial_statistics | method | Exact binomial test
AN003519 | binomial_statistics | alternative | greater
AN003530 | measurement_metadata | INSTRUMENT_NAME | Metabolon
AN003530 | measurement_metadata | INSTRUMENT_TYPE | Unspecified
AN003530 | measurement_metadata | MS_TYPE | Unspecified
AN003530 | measurement_metadata | ION_MODE | UNSPECIFIED
AN003530 | measurement_metadata | MS_COMMENTS | Global untargeted metabolomics
AN003530 | chromatography_metadata | CHROMATOGRAPHY_SUMMARY | None available - samples analyzed at Metabolon.
AN003530 | chromatography_metadata | CHROMATOGRAPHY_TYPE | Unspecified
AN003530 | chromatography_metadata | INSTRUMENT_NAME | Unspecified
AN003530 | chromatography_metadata | COLUMN_NAME | Unspecified
AN003530 | missingness | n_missing | 89896
AN003530 | missingness | n_value | 305250
AN003530 | missingness | perc_missing | 29.4499590499591
AN003530 | binomial_statistics | estimate | 0.659987576254719
AN003530 | binomial_statistics | statistic | 82872
AN003530 | binomial_statistics | p.value | 0
AN003530 | binomial_statistics | parameter | 125566
AN003530 | binomial_statistics | conf.low | 0.65778197529166
AN003530 | binomial_statistics | conf.high | 1
AN003530 | binomial_statistics | method | Exact binomial test
AN003530 | binomial_statistics | alternative | greater
AN003561 | measurement_metadata | INSTRUMENT_NAME | Bruker timsTOF
AN003561 | measurement_metadata | INSTRUMENT_TYPE | QTOF
AN003561 | measurement_metadata | MS_TYPE | ESI
AN003561 | measurement_metadata | ION_MODE | POSITIVE
AN003561 | measurement_metadata | MS_COMMENTS | Auto MS/MS mode with 0.5 second cycle time. The ESI source with dry nitrogen gas was 10 L/min, and the drying temperature was equal to 220℃ with nebulizer gas pressure set to 2.2 bar. The capillary voltage of the ESI was 4500 V and the Plate Offset 500 V. MS acquisition scan was set from 20-1300 m/z and the collision energy to 7 eV.
AN003561 | chromatography_metadata | CHROMATOGRAPHY_SUMMARY | Samples were chromatographically separated using a Hamilton® Intensity Solo 2 C18 column (100 mm x 2.1 mm x 1.8 µm) and eluted using 0.1% formic acid in water (A) and 0.1% formic acid in ACN (B) using the following gradient: at a flow rate of 0.250 ml/min 1% B from 0-2 min, then gradient elution to 99% B from 2-17 min, held at 99% B from 17-20 min, then re-equilibrated to 1% B from 20-30 min using a flow rate of 0.350 ml/min. The autosampler temperature was set at 8℃ and the column oven temperature at 35℃.
AN003561 | chromatography_metadata | CHROMATOGRAPHY_TYPE | Reversed phase
AN003561 | chromatography_metadata | INSTRUMENT_NAME | Bruker Elute
AN003561 | chromatography_metadata | COLUMN_NAME | Hamilton Intensity Solo 2 C18
AN003561 | chromatography_metadata | FLOW_GRADIENT | 1%B to 99%B in 15 min
AN003561 | chromatography_metadata | FLOW_RATE | 250 uL/min
AN003561 | chromatography_metadata | COLUMN_TEMPERATURE | 35
AN003561 | chromatography_metadata | SOLVENT_A | Water (0.1% Formic Acid)
AN003561 | chromatography_metadata | SOLVENT_B | ACN (0.1% Formic Acid)
AN003561 | missingness | n_missing | 206
AN003561 | missingness | n_value | 3690
AN003561 | missingness | perc_missing | 5.58265582655827
AN003561 | binomial_statistics | estimate | 0.668269230769231
AN003561 | binomial_statistics | statistic | 417
AN003561 | binomial_statistics | p.value | 1.49313741221027e-17
AN003561 | binomial_statistics | parameter | 624
AN003561 | binomial_statistics | conf.low | 0.635916483251576
AN003561 | binomial_statistics | conf.high | 1
AN003561 | binomial_statistics | method | Exact binomial test
AN003561 | binomial_statistics | alternative | greater
AN003577 | measurement_metadata | INSTRUMENT_NAME | Thermo Q Exactive Orbitrap
AN003577 | measurement_metadata | INSTRUMENT_TYPE | Orbitrap
AN003577 | measurement_metadata | MS_TYPE | ESI
AN003577 | measurement_metadata | ION_MODE | UNSPECIFIED
AN003577 | measurement_metadata | MS_COMMENTS | Metabolites were measured with a Thermo Scientific Q Exactive Hybrid Quadrupole-Orbitrap Mass spectrometer (HRMS) coupled to a Dionex Ultimate 3000 UHPLC. The mass spectrometer was operated in full-scan, polarity-switching mode, with the spray voltage set to +4.5 kV/-3.5 kV, ion transfer tube temperature set to 320 °C, the vaporizer temperature set to 280 °C, the sheath gas flow set to 55 units, the auxiliary gas flow set to 15 units, and the sweep gas flow set to 0 unit. HRMS data acquisition was performed in a range of m/z = 70–900, with the resolution set at 70,000, the AGC target at 1 × 106, and the maximum injection time (Max IT) at 120 ms. Chromatogram review and peak area integration were performed using the Thermo Fisher software Tracefinder (v.5.0). Metabolite identities were confirmed using two parameters: (1) precursor ion m/z was matched within 5 ppm of theoretical mass predicted by the chemical formula; (2) the retention time of metabolites was within 5% of the retention time of a purified standard run with the same chromatographic method.
AN003577 | chromatography_metadata | CHROMATOGRAPHY_SUMMARY | LC-MS chromatographic separation of metabolites was achieved using a Millipore Sequant ZIC-pHILIC analytical column (5 µm, 2.1 × 150 mm) equipped with a 2.1 × 20 mm guard column (both 5 mm particle size) with a binary solvent system. Solvent A was 20 mM ammonium carbonate, 0.05% ammonium hydroxide; Solvent B was acetonitrile. The column oven and autosampler tray were held at 40°C and 4 °C, respectively. The chromatographic gradient was run at a flow rate of 0.200 mL/min as follows: 0–2 min: 80% B; 2-17 min: linear gradient from 80% B to 20% B; 17-17.1 min: linear gradient from 20% B to 80% B; 17.1-22.5 min: hold at 80% B. Samples were randomized and analysed with LC–MS in a blinded manner with an injection volume of 5 µl. Pooled samples were generated from an equal mixture of all individual samples and analysed interspersed at regular intervals within sample sequence as a quality control.
AN003577 | chromatography_metadata | CHROMATOGRAPHY_TYPE | HILIC
AN003577 | chromatography_metadata | INSTRUMENT_NAME | Thermo Dionex Ultimate 3000
AN003577 | chromatography_metadata | COLUMN_NAME | SeQuant ZIC- pHILIC (150 x 2.1mm, 5um)
AN003577 | missingness | n_missing | 849
AN003577 | missingness | n_value | 33120
AN003577 | missingness | perc_missing | 2.56340579710145
AN003577 | binomial_statistics | estimate | 0.917562724014337
AN003577 | binomial_statistics | statistic | 3328
AN003577 | binomial_statistics | p.value | 0
AN003577 | binomial_statistics | parameter | 3627
AN003577 | binomial_statistics | conf.low | 0.909661126146714
AN003577 | binomial_statistics | conf.high | 1
AN003577 | binomial_statistics | method | Exact binomial test
AN003577 | binomial_statistics | alternative | greater
AN003581 | measurement_metadata | INSTRUMENT_NAME | ABI Sciex 6500+
AN003581 | measurement_metadata | INSTRUMENT_TYPE | QTRAP
AN003581 | measurement_metadata | MS_TYPE | ESI
AN003581 | measurement_metadata | ION_MODE | UNSPECIFIED
AN003581 | measurement_metadata | MS_COMMENTS | QTRAP6500+ operated in polarity switching mode was used for targeted quantitation of amino acids through Multiple Reaction Monitoring (MRM) process. Electrospray ionization (ESI) parameters were optimized are as follows: electrospray ion voltage of -4200V and 5500V in negative and positive mode respectively, source temperature of 400°C, curtain gas of 35, and gas 1 and 2 of 40 and 40 psi, respectively. Compound specific parameters were optimized for each compound using manual tuning. These parameters are declustering potential (DP) were 65V and -60V in positive and negative mode respectively, entrance potential (EP) was set at 10V and -10V in positive and negative mode respectively and collision cell exit potential (CXP) was maintained at 10V and -10V in positive and negative mode respectively. MRM data was analysed using Multiquant software.
AN003581 | chromatography_metadata | CHROMATOGRAPHY_SUMMARY | Triple-quadrupole-ion trap hybrid mass spectrometer viz., QTRAP6500+ (Sciex, USA) connected with ultra-performance liquid chromatography I-class (UPLC) system procured from Waters, USA was used for the metabolite analysis. The chromatographic separation was performed by liquid chromatography using XBridge Amide (150 × 2.1mm .D 3.5µm particle size, Waters, USA) analytical column and a binary solvent system with a flow rate of 0.4 ml/min. A guard XBridge Amide column (20 × 2.1mm .D 3.5µm particle size, Waters, USA) was connected in front of analytical column. Mobile phase A was composed of 10 mM ammonium acetate, 10mM ammonium hydroxide containing 5% acetonitrile in LC-MS grade water; mobile phase B was 100% LC-MS grade acetonitrile.
AN003581 | chromatography_metadata | CHROMATOGRAPHY_TYPE | HILIC
AN003581 | chromatography_metadata | INSTRUMENT_NAME | Waters Acquity I-Class
AN003581 | chromatography_metadata | COLUMN_NAME | Waters Acquity BEH Amide (150 x 2.1mm, 1.7um)
AN003581 | missingness | n_missing | 73
AN003581 | missingness | n_value | 2736
AN003581 | missingness | perc_missing | 2.66812865497076
AN003581 | binomial_statistics | estimate | 0.967441860465116
AN003581 | binomial_statistics | statistic | 208
AN003581 | binomial_statistics | p.value | 7.49989590019172e-53
AN003581 | binomial_statistics | parameter | 215
AN003581 | binomial_statistics | conf.low | 0.939718419497129
AN003581 | binomial_statistics | conf.high | 1
AN003581 | binomial_statistics | method | Exact binomial test
AN003581 | binomial_statistics | alternative | greater
AN003595 | measurement_metadata | INSTRUMENT_NAME | ABI Sciex 5500 QTrap
AN003595 | measurement_metadata | INSTRUMENT_TYPE | QTRAP
AN003595 | measurement_metadata | MS_TYPE | ESI
AN003595 | measurement_metadata | ION_MODE | POSITIVE
AN003595 | measurement_metadata | MS_COMMENTS | -
AN003595 | chromatography_metadata | CHROMATOGRAPHY_TYPE | Reversed phase
AN003595 | chromatography_metadata | INSTRUMENT_NAME | AB SCIEX QTRAP 5500
AN003595 | chromatography_metadata | COLUMN_NAME | Waters ACQUITY UPLC® BEH C18 1.7 µm 2.1 x 75 mm (No. 186005604)
AN003595 | missingness | n_missing | 378
AN003595 | missingness | n_value | 13050
AN003595 | missingness | perc_missing | 2.89655172413793
AN003595 | binomial_statistics | estimate | 0.733964248159832
AN003595 | binomial_statistics | statistic | 1396
AN003595 | binomial_statistics | p.value | 2.81838844726473e-96
AN003595 | binomial_statistics | parameter | 1902
AN003595 | binomial_statistics | conf.low | 0.716774626764083
AN003595 | binomial_statistics | conf.high | 1
AN003595 | binomial_statistics | method | Exact binomial test
AN003595 | binomial_statistics | alternative | greater
AN003615 | measurement_metadata | INSTRUMENT_NAME | new
AN003615 | measurement_metadata | INSTRUMENT_TYPE | QTOF
AN003615 | measurement_metadata | MS_TYPE | ESI
AN003615 | measurement_metadata | ION_MODE | POSITIVE
AN003615 | measurement_metadata | MS_COMMENTS | MS2 data were acquired in data-dependent acquisition using a fixed cycle time of 3s and using a scan range of 20 - 1,300 Metaboscape 4.0 was used for feature detection, retention time alignment, deisotoping and metabolite identification.
AN003615 | chromatography_metadata | CHROMATOGRAPHY_SUMMARY | uHPLC C18 Reversed phase
AN003615 | chromatography_metadata | CHROMATOGRAPHY_TYPE | Reversed phase
AN003615 | chromatography_metadata | INSTRUMENT_NAME | Bruker Elute
AN003615 | chromatography_metadata | COLUMN_NAME | Hamilton Intensity Solo 2 C18
AN003615 | chromatography_metadata | FLOW_GRADIENT | 1%B to 99%B in 15 min
AN003615 | chromatography_metadata | FLOW_RATE | 250 uL/min
AN003615 | chromatography_metadata | COLUMN_TEMPERATURE | 35
AN003615 | chromatography_metadata | SOLVENT_A | Water (0.1% Formic Acid)
AN003615 | chromatography_metadata | SOLVENT_B | ACN (0.1% Formic Acid)
AN003615 | missingness | n_missing | 935
AN003615 | missingness | n_value | 12840
AN003615 | missingness | perc_missing | 7.28193146417445
AN003615 | binomial_statistics | estimate | 0.631134173461824
AN003615 | binomial_statistics | statistic | 4257
AN003615 | binomial_statistics | p.value | 2.81565966511139e-104
AN003615 | binomial_statistics | parameter | 6745
AN003615 | binomial_statistics | conf.low | 0.621355965927848
AN003615 | binomial_statistics | conf.high | 1
AN003615 | binomial_statistics | method | Exact binomial test
AN003615 | binomial_statistics | alternative | greater
AN003618 | measurement_metadata | INSTRUMENT_NAME | Thermo Q Exactive Orbitrap
AN003618 | measurement_metadata | INSTRUMENT_TYPE | Orbitrap
AN003618 | measurement_metadata | MS_TYPE | ESI
AN003618 | measurement_metadata | ION_MODE | NEGATIVE
AN003618 | measurement_metadata | MS_COMMENTS | Resolution 70,000, scan range 65-900 m/z, maximum injection time 200 ms, microscans 2, automatic gain control (AGC) 3 x 10^6 ions, source voltage 4.0 kV, capillary temperature 320 C, and sheath gas 45, auxiliary gas 15, and sweep gas 0 (all nitrogen). Data converted to mzXML using RawConverter. Metabolites were annotated and integrated using Maven in conjunction with the KEGG database.
AN003618 | chromatography_metadata | CHROMATOGRAPHY_SUMMARY | Negative C18 cells
AN003618 | chromatography_metadata | CHROMATOGRAPHY_TYPE | Reversed phase
AN003618 | chromatography_metadata | INSTRUMENT_NAME | Thermo Vanquish
AN003618 | chromatography_metadata | COLUMN_NAME | Phenomenex Kinetex C18 2.1 x 150 mm, 1.7 um
AN003618 | missingness | n_missing | 4
AN003618 | missingness | n_value | 2286
AN003618 | missingness | perc_missing | 0.174978127734033
AN003618 | binomial_statistics | estimate | 1
AN003618 | binomial_statistics | statistic | 32
AN003618 | binomial_statistics | p.value | 2.32830643653869e-10
AN003618 | binomial_statistics | parameter | 32
AN003618 | binomial_statistics | conf.low | 0.910631801013735
AN003618 | binomial_statistics | conf.high | 1
AN003618 | binomial_statistics | method | Exact binomial test
AN003618 | binomial_statistics | alternative | greater
AN003620 | measurement_metadata | INSTRUMENT_NAME | Thermo Q Exactive Orbitrap
AN003620 | measurement_metadata | INSTRUMENT_TYPE | Orbitrap
AN003620 | measurement_metadata | MS_TYPE | ESI
AN003620 | measurement_metadata | ION_MODE | NEGATIVE
AN003620 | measurement_metadata | MS_COMMENTS | Resolution 70,000, scan range 65-900 m/z, maximum injection time 200 ms, microscans 2, automatic gain control (AGC) 3 x 10^6 ions, source voltage 4.0 kV, capillary temperature 320 C, and sheath gas 45, auxiliary gas 15, and sweep gas 0 (all nitrogen). Data converted to mzXML using RawConverter. Metabolites were annotated and integrated using Maven in conjunction with the KEGG database.
AN003620 | chromatography_metadata | CHROMATOGRAPHY_SUMMARY | Negative C18 media
AN003620 | chromatography_metadata | CHROMATOGRAPHY_TYPE | Reversed phase
AN003620 | chromatography_metadata | INSTRUMENT_NAME | Thermo Vanquish
AN003620 | chromatography_metadata | COLUMN_NAME | Phenomenex kinetex C18 2.1 x 150 mm, 1.7 um
AN003620 | missingness | n_missing | 47
AN003620 | missingness | n_value | 2074
AN003620 | missingness | perc_missing | 2.26615236258438
AN003620 | binomial_statistics | estimate | 0.681081081081081
AN003620 | binomial_statistics | statistic | 126
AN003620 | binomial_statistics | p.value | 4.69230119109663e-07
AN003620 | binomial_statistics | parameter | 185
AN003620 | binomial_statistics | conf.low | 0.620102886244076
AN003620 | binomial_statistics | conf.high | 1
AN003620 | binomial_statistics | method | Exact binomial test
AN003620 | binomial_statistics | alternative | greater
AN003632 | measurement_metadata | INSTRUMENT_NAME | Thermo Q Exactive Orbitrap
AN003632 | measurement_metadata | INSTRUMENT_TYPE | Orbitrap
AN003632 | measurement_metadata | MS_TYPE | ESI
AN003632 | measurement_metadata | ION_MODE | UNSPECIFIED
AN003632 | measurement_metadata | MS_COMMENTS | Metabolites were measured with a Thermo Scientific Q Exactive Hybrid Quadrupole-Orbitrap Mass spectrometer (HRMS) coupled to a Dionex Ultimate 3000 UHPLC. The mass spectrometer was operated in full-scan, polarity-switching mode, with the spray voltage set to +4.5 kV/-3.5 kV, the heated capillary held at 320 °C, and the auxiliary gas heater held at 280 °C. The sheath gas flow was set to 55 units, the auxiliary gas flow was set to 15 units, and the sweep gas flow was set to 0 unit. HRMS data acquisition was performed in a range of m/z = 70–900, with the resolution set at 70,000, the AGC target at 1 × 106, and the maximum injection time (Max IT) at 120 ms. Metabolite identities were confirmed using two parameters: (1) precursor ion m/z was matched within 5 ppm of theoretical mass predicted by the chemical formula; (2) the retention time of metabolites was within 5% of the retention time of a purified standard run with the same chromatographic method. Chromatogram review and peak area integration were performed using the Thermo Fisher software Tracefinder 5.0 and the peak area for each detected metabolite was normalized against the total ion count (TIC) of that sample to correct any variations introduced from sample handling through instrument analysis. The normalized areas were used as variables for further statistical data analysis.
AN003632 | chromatography_metadata | CHROMATOGRAPHY_SUMMARY | Chromatographic separation of metabolites was achieved using a Millipore Sequant ZIC-pHILIC analytical column (5 µm, 2.1 × 150 mm) equipped with a 2.1 × 20 mm guard column (both 5 mm particle size) with a binary solvent system. Solvent A was 20 mM ammonium carbonate, 0.05% ammonium hydroxide; Solvent B was acetonitrile. The column oven and autosampler tray were held at 40 °C and 4 °C, respectively. The chromatographic gradient was run at a flow rate of 0.200 mL/min as follows: 0–2 min: 80% B; 2-17 min: linear gradient from 80% B to 20% B; 17-17.1 min: linear gradient from 20% B to 80% B; 17.1-23 min: hold at 80% B. Samples were randomized and the injection volume was 5 µl. A pooled quality control (QC) sample was generated from an equal mixture of all individual samples and analysed interspersed at regular intervals.
AN003632 | chromatography_metadata | CHROMATOGRAPHY_TYPE | HILIC
AN003632 | chromatography_metadata | INSTRUMENT_NAME | Thermo Dionex Ultimate 3000
AN003632 | chromatography_metadata | COLUMN_NAME | SeQuant ZIC-pHILIC
AN003632 | missingness | n_missing | 210
AN003632 | missingness | n_value | 12663
AN003632 | missingness | perc_missing | 1.65837479270315
AN003632 | binomial_statistics | estimate | 1
AN003632 | binomial_statistics | statistic | 131
AN003632 | binomial_statistics | p.value | 3.67341984631963e-40
AN003632 | binomial_statistics | parameter | 131
AN003632 | binomial_statistics | conf.low | 0.97739130983036
AN003632 | binomial_statistics | conf.high | 1
AN003632 | binomial_statistics | method | Exact binomial test
AN003632 | binomial_statistics | alternative | greater
AN003634 | measurement_metadata | INSTRUMENT_NAME | Thermo Q Exactive Orbitrap
AN003634 | measurement_metadata | INSTRUMENT_TYPE | Orbitrap
AN003634 | measurement_metadata | MS_TYPE | ESI
AN003634 | measurement_metadata | ION_MODE | UNSPECIFIED
AN003634 | measurement_metadata | MS_COMMENTS | Metabolites were measured with a Thermo Scientific Q Exactive Hybrid Quadrupole-Orbitrap Mass spectrometer (HRMS) coupled to a Dionex Ultimate 3000 UHPLC. The mass spectrometer was operated in full-scan, polarity-switching mode, with the spray voltage set to +4.5 kV/-3.5 kV, the heated capillary held at 320 °C, and the auxiliary gas heater held at 280 °C. The sheath gas flow was set to 55 units, the auxiliary gas flow was set to 15 units, and the sweep gas flow was set to 0 unit. HRMS data acquisition was performed in a range of m/z = 70–900, with the resolution set at 70,000, the AGC target at 1 × 106, and the maximum injection time (Max IT) at 120 ms. Metabolite identities were confirmed using two parameters: (1) precursor ion m/z was matched within 5 ppm of theoretical mass predicted by the chemical formula; (2) the retention time of metabolites was within 5% of the retention time of a purified standard run with the same chromatographic method. Chromatogram review and peak area integration were performed using the Thermo Fisher software Tracefinder 5.0 and the peak area for each detected metabolite was normalized against the total ion count (TIC) of that sample to correct any variations introduced from sample handling through instrument analysis. The normalized areas were used as variables for further statistical data analysis.
AN003634 | chromatography_metadata | CHROMATOGRAPHY_SUMMARY | Chromatographic separation of metabolites was achieved using a Millipore Sequant ZIC-pHILIC analytical column (5 µm, 2.1 × 150 mm) equipped with a 2.1 × 20 mm guard column (both 5 mm particle size) with a binary solvent system. Solvent A was 20 mM ammonium carbonate, 0.05% ammonium hydroxide; Solvent B was acetonitrile. The column oven and autosampler tray were held at 40 °C and 4 °C, respectively. The chromatographic gradient was run at a flow rate of 0.200 mL/min as follows: 0–2 min: 80% B; 2-17 min: linear gradient from 80% B to 20% B; 17-17.1 min: linear gradient from 20% B to 80% B; 17.1-23 min: hold at 80% B. Samples were randomized and the injection volume was 5 µl. A pooled quality control (QC) sample was generated from an equal mixture of all individual samples and analysed interspersed at regular intervals.
AN003634 | chromatography_metadata | CHROMATOGRAPHY_TYPE | HILIC
AN003634 | chromatography_metadata | INSTRUMENT_NAME | Thermo Dionex Ultimate 3000
AN003634 | chromatography_metadata | COLUMN_NAME | SeQuant ZIC-pHILIC
AN003634 | missingness | n_missing | 764
AN003634 | missingness | n_value | 16848
AN003634 | missingness | perc_missing | 4.5346628679962
AN003634 | binomial_statistics | estimate | 0.9800796812749
AN003634 | binomial_statistics | statistic | 492
AN003634 | binomial_statistics | p.value | 1.99488804621009e-131
AN003634 | binomial_statistics | parameter | 502
AN003634 | binomial_statistics | conf.low | 0.966445006812215
AN003634 | binomial_statistics | conf.high | 1
AN003634 | binomial_statistics | method | Exact binomial test
AN003634 | binomial_statistics | alternative | greater
AN003637 | measurement_metadata | INSTRUMENT_NAME | Shimadzu TQ8050 NX
AN003637 | measurement_metadata | INSTRUMENT_TYPE | Triple quadrupole
AN003637 | measurement_metadata | MS_TYPE | EI
AN003637 | measurement_metadata | MS_COMMENTS | The GC-MS system used comprised of an AOC6000 autosampler, a 2030 Shimadzu gas chromatograph and a TQ8050NX triple quadrupole mass spectrometer (Shimadzu, Japan). The mass spectrometer was tuned according to the manufacturer’s recommendations using tris-(perfluorobutyl)-amine (CF43). GC-MS was performed on a 30m Agilent DB-5 column with 0.25mm internal diameter column and 1µm film thickness. The injection temperature (inlet) was set at 280°C, the MS transfer line at 280°C and the ion source adjusted to 200°C. Helium was used as the carrier gas at a flow rate of 1 mL/min and argon gas was used in the collision cell to generate the MRM product ion. The analysis of TMS samples was performed under the following oven temperature program; 100°C start temperature, hold for 4 minutes, followed by a 10°C min-1 oven temperature ramp to 320°C with a following final hold for 11 minutes. Approximately 520 targets were collected using the Shimadzu Smart Metabolite Database, where each target comprised a quantifier MRM along with a qualifier MRM, which covers approximately 350 endogenous metabolites and multiple stable isotopically labelled internal standards. Resultant data was processed using Shimadzu LabSolutions Insight software, where peak integrations were visually validated and manually corrected where required.
AN003637 | measurement_metadata | ION_MODE | POSITIVE
AN003637 | chromatography_metadata | CHROMATOGRAPHY_SUMMARY | The GC-MS system used comprised of an AOC6000 autosampler, a 2030 Shimadzu gas chromatograph and a TQ8050NX triple quadrupole mass spectrometer (Shimadzu, Japan). The mass spectrometer was tuned according to the manufacturer’s recommendations using tris-(perfluorobutyl)-amine (CF43). GC-MS was performed on a 30m Agilent DB-5 column with 0.25mm internal diameter column and 1µm film thickness. The injection temperature (inlet) was set at 280°C, the MS transfer line at 280°C and the ion source adjusted to 200°C. Helium was used as the carrier gas at a flow rate of 1 mL/min and argon gas was used in the collision cell to generate the MRM product ion. The analysis of TMS samples was performed under the following oven temperature program; 100°C start temperature, hold for 4 minutes, followed by a 10°C min-1 oven temperature ramp to 320°C with a following final hold for 11 minutes. Approximately 520 targets were collected using the Shimadzu Smart Metabolite Database, where each target comprised a quantifier MRM along with a qualifier MRM, which covers approximately 350 endogenous metabolites and multiple stable isotopically labelled internal standards. Resultant data was processed using Shimadzu LabSolutions Insight software, where peak integrations were visually validated and manually corrected where required.
AN003637 | chromatography_metadata | INSTRUMENT_NAME | Shimadzu Nexis GC-2030
AN003637 | chromatography_metadata | COLUMN_NAME | Agilent DB5-MS (30m x 0.25mm, 0.25um)
AN003637 | chromatography_metadata | CHROMATOGRAPHY_TYPE | GC
AN003637 | missingness | n_missing | 7
AN003637 | missingness | n_value | 12994
AN003637 | missingness | perc_missing | 0.0538710173926428
AN003637 | binomial_statistics | estimate | 0.666666666666667
AN003637 | binomial_statistics | statistic | 74
AN003637 | binomial_statistics | p.value | 0.000285059052415458
AN003637 | binomial_statistics | parameter | 111
AN003637 | binomial_statistics | conf.low | 0.585804023197516
AN003637 | binomial_statistics | conf.high | 1
AN003637 | binomial_statistics | method | Exact binomial test
AN003637 | binomial_statistics | alternative | greater
AN003638 | measurement_metadata | INSTRUMENT_NAME | Agilent 6490 QQQ
AN003638 | measurement_metadata | INSTRUMENT_TYPE | Triple quadrupole
AN003638 | measurement_metadata | MS_TYPE | ESI
AN003638 | measurement_metadata | ION_MODE | POSITIVE
AN003638 | measurement_metadata | MS_COMMENTS | Details previously published in https://doi.org/10.1016/j.chembiol.2018.10.008 Analysis of plasma extracts was performed on an Agilent 6490 QQQ mass spectrometer with an Agilent 1290 series HPLC system and a ZORBAX eclipse plus C18 column (2.1x100mm 1.8μm, Agilent) with the thermostat set at 60°C. Mass spectrometry analysis was performed in positive ion mode with dynamic scheduled multiple reaction monitoring (MRM). Mass spectrometry settings and MRM transitions for each lipid class, subclass and individual species are shown in Tables 1 and S1. The solvent system consisted of solvent A) 50% H2O / 30% acetonitrile / 20% isopropanol (v/v/v) containing 10mM ammonium formate and solvent B) 1% H2O / 9% acetonitrile / 90% isopropanol (v/v/v) containing 10mM ammonium formate. We utilized a stepped linear gradient with a 15-minute cycle time per sample and a 1μL sample injection. The gradient was as follows; starting with a flow rate of 0.4ml/minute at 10% B and increasing to 45% B over 2.7 minutes, then to 53% over 0.1 minutes, to 65% over 6.2 minutes, to 89% over 0.1 minute, to 92% over 1.9 minutes and finally to 100% over 0.1 minute. The solvent was then held at 100% B for 0.8 minutes (total 11.9 minutes). Equilibration was as follows, solvent was decreased from 100% B to 10% B over 0.1 minute and held for an additional 0.9 minutes. Flow rate was then switched to 0.6 ml/minute for 1 minute before returning to 0.4 ml/minute over 0.1 minutes. Solvent B was held at 10% B for a further 0.9 minutes at 0.4ml/minutes for a total cycle time of 15 minutes. The following mass spectrometer conditions were used; gas temperature, 150°C, gas flow rate 17L/min, nebulizer 20psi, Sheath gas temperature 200°C, capillary voltage 3500V and sheath gas flow 10L/min. Isolation widths for Q1 and Q3 were set to “unit” resolution (0.7 amu). PQC samples consisting of a pooled set of 6 healthy individuals were incorporated into the analysis at 1 PQC per 18 plasma samples. TQC consisted of PQC extracts which were pooled and split into individual vials to provide a measure of technical variation from the mass spectrometer only. These were included at a ratio of 1 TQC per 18 plasma samples. TQCs were monitored for changes in peak area, width and retention time to determine the performance of the LC-MS/MS analysis and were subsequently used to align for differential responses across the analytical batches.
AN003638 | chromatography_metadata | CHROMATOGRAPHY_SUMMARY | The running solvent consisted of solvent A: 50% H2O / 30% acetonitrile / 20% isopropanol (v/v/v) containing 10mM ammonium formate and 5uM medronic acid, and solvent B: 1% H2O / 9% acetonitrile / 90% isopropanol (v/v/v) containing 10mM ammonium formate. We utilized a stepped linear gradient with a 16-minute cycle time per sample and a 1µL sample injection. To increase throughput, we used a dual column set up to equilibrate the second column while the first is running a sample. The sample analytical gradient was as follows: starting with a flow rate of 0.4mL/minute at 15% B and increasing to 50% B over 2.5 minutes, then to 57% over 0.1 minutes, to 70% over 6.4 minutes, to 93% over 0.1 minute, to 96% over 1.9 minutes and finally to 100% over 0.1 minute. The solvent was then held at 100% B for 0.9 minutes (total 12.0 minutes). Equilibration was started as follows: solvent was decreased from 100% B to 15% B over 0.2 minutes and held until a total of 16 minutes. The next sample is injected and the columns are switched.
AN003638 | chromatography_metadata | CHROMATOGRAPHY_TYPE | Reversed phase
AN003638 | chromatography_metadata | INSTRUMENT_NAME | Agilent 1290 Infinity II
AN003638 | chromatography_metadata | COLUMN_NAME | Agilent Zorbax Eclipse Plus C18 (100 x 2.1mm, 1.8 um)
AN003638 | missingness | n_missing | 6095
AN003638 | missingness | n_value | 101928
AN003638 | missingness | perc_missing | 5.97971116866808
AN003638 | binomial_statistics | estimate | 0.797957344547912
AN003638 | binomial_statistics | statistic | 13282
AN003638 | binomial_statistics | p.value | 0
AN003638 | binomial_statistics | parameter | 16645
AN003638 | binomial_statistics | conf.low | 0.792769833512097
AN003638 | binomial_statistics | conf.high | 1
AN003638 | binomial_statistics | method | Exact binomial test
AN003638 | binomial_statistics | alternative | greater
AN003650 | measurement_metadata | INSTRUMENT_NAME | Thermo Q Exactive Orbitrap
AN003650 | measurement_metadata | INSTRUMENT_TYPE | Orbitrap
AN003650 | measurement_metadata | MS_TYPE | ESI
AN003650 | measurement_metadata | ION_MODE | UNSPECIFIED
AN003650 | measurement_metadata | MS_COMMENTS | The capillary of the ESI source was set to 275 °C, with sheath gas at 35 arbitrary units, auxiliary gas at 5 arbitrary units and the spray voltage at 4.0 kV. In positive/negative polarity switching mode, an m/z scan range from 60 to 900 was chosen and MS1 data was collected at a resolution of 70,000. The automatic gain control (AGC) target was set at 1 × 106 and the maximum injection time was 200 ms. The top 5 precursor ions were subsequently fragmented, in a data-dependent manner, using the higher energy collisional dissociation (HCD) cell set to 30% normalized collision energy in MS2 at a resolution power of 17,500. Besides matching m/z, metabolites are identified by matching either retention time with analytical standards and/or MS2 fragmentation pattern. Data acquisition and analysis were carried out by Xcalibur 4.1 software and Tracefinder 4.1 software, respectively (both from Thermo Fisher Scientific).
AN003650 | chromatography_metadata | CHROMATOGRAPHY_SUMMARY | Samples were analyzed by High-Performance Liquid Chromatography and High-Resolution Mass Spectrometry and Tandem Mass Spectrometry (HPLC-MS/MS). Specifically, system consisted of a Thermo Q-Exactive in line with an electrospray source and an Ultimate3000 (Thermo) series HPLC consisting of a binary pump, degasser, and auto-sampler outfitted with a Xbridge Amide column (Waters; dimensions of 3.0 mm × 100 mm and a 3.5 µm particle size). The mobile phase A contained 95% (vol/vol) water, 5% (vol/vol) acetonitrile, 10 mM ammonium hydroxide, 10 mM ammonium acetate, pH = 9.0; B was 100% Acetonitrile. The gradient was as following: 0 min, 15% A; 2.5 min, 30% A; 7 min, 43% A; 16 min, 62% A; 16.1-18 min, 75% A; 18-25 min, 15% A with a flow rate of 150 μL/min. The capillary of the ESI source was set to 275 °C, with sheath gas at 35 arbitrary units, auxiliary gas at 5 arbitrary units and the spray voltage at 4.0 kV. In positive/negative polarity switching mode, an m/z scan range from 60 to 900 was chosen and MS1 data was collected at a resolution of 70,000. The automatic gain control (AGC) target was set at 1 × 106 and the maximum injection time was 200 ms. The top 5 precursor ions were subsequently fragmented, in a data-dependent manner, using the higher energy collisional dissociation (HCD) cell set to 30% normalized collision energy in MS2 at a resolution power of 17,500. Besides matching m/z, metabolites are identified by matching either retention time with analytical standards and/or MS2 fragmentation pattern. Data acquisition and analysis were carried out by Xcalibur 4.1 software and Tracefinder 4.1 software, respectively (both from Thermo Fisher Scientific).
AN003650 | chromatography_metadata | CHROMATOGRAPHY_TYPE | HILIC
AN003650 | chromatography_metadata | INSTRUMENT_NAME | Thermo Dionex Ultimate 3000
AN003650 | chromatography_metadata | COLUMN_NAME | Waters Xbridge Amide (100 x 3mm, 3.5um)
AN003650 | missingness | n_missing | 548
AN003650 | missingness | n_value | 7920
AN003650 | missingness | perc_missing | 6.91919191919192
AN003650 | binomial_statistics | estimate | 0.975806451612903
AN003650 | binomial_statistics | statistic | 968
AN003650 | binomial_statistics | p.value | 2.45980833150316e-251
AN003650 | binomial_statistics | parameter | 992
AN003650 | binomial_statistics | conf.low | 0.966143049985833
AN003650 | binomial_statistics | conf.high | 1
AN003650 | binomial_statistics | method | Exact binomial test
AN003650 | binomial_statistics | alternative | greater
AN003666 | measurement_metadata | INSTRUMENT_NAME | Thermo Q Exactive Plus Orbitrap
AN003666 | measurement_metadata | INSTRUMENT_TYPE | Orbitrap
AN003666 | measurement_metadata | MS_TYPE | ESI
AN003666 | measurement_metadata | MS_COMMENTS | Raw data were processed using TraceFinder 3.3 software (Thermo Fisher Scientific; Waltham, MA) and Progenesis QI (Nonlinear Dynamics; Newcastle upon Tyne, UK). Metabolite identities were confirmed using authentic reference standards or reference samples.
AN003666 | measurement_metadata | ION_MODE | POSITIVE
AN003666 | measurement_metadata | MS_RESULTS_FILE | ST002246_AN003666_Results.txt UNITS:Unitless Abundances Has m/z:Yes Has RT:Yes RT units:Minutes
AN003666 | chromatography_metadata | INSTRUMENT_NAME | Shimadzu Nexera X2
AN003666 | chromatography_metadata | COLUMN_NAME | Waters Atlantis HILIC (150 x 2mm,3um)
AN003666 | chromatography_metadata | CHROMATOGRAPHY_TYPE | HILIC
AN003666 | missingness | n_missing | 3926
AN003666 | missingness | n_value | 47616
AN003666 | missingness | perc_missing | 8.24512768817204
AN003666 | binomial_statistics | estimate | 0.714355264988176
AN003666 | binomial_statistics | statistic | 10271
AN003666 | binomial_statistics | p.value | 0
AN003666 | binomial_statistics | parameter | 14378
AN003666 | binomial_statistics | conf.low | 0.708092234089301
AN003666 | binomial_statistics | conf.high | 1
AN003666 | binomial_statistics | method | Exact binomial test
AN003666 | binomial_statistics | alternative | greater
AN003667 | measurement_metadata | INSTRUMENT_NAME | Thermo Q Exactive Plus Orbitrap
AN003667 | measurement_metadata | INSTRUMENT_TYPE | Orbitrap
AN003667 | measurement_metadata | MS_TYPE | ESI
AN003667 | measurement_metadata | MS_COMMENTS | Raw data were processed using TraceFinder 3.3 software (Thermo Fisher Scientific; Waltham, MA) and Progenesis QI (Nonlinear Dynamics; Newcastle upon Tyne, UK). Metabolite identities were confirmed using authentic reference standards or reference samples.
AN003667 | measurement_metadata | ION_MODE | POSITIVE
AN003667 | measurement_metadata | MS_RESULTS_FILE | ST002246_AN003667_Results.txt UNITS:Unitless Abundances Has m/z:Yes Has RT:Yes RT units:Minutes
AN003667 | chromatography_metadata | INSTRUMENT_NAME | Shimadzu Nexera X2
AN003667 | chromatography_metadata | COLUMN_NAME | Waters Acquity BEH C8 (100 x 2.1mm,1.7um)
AN003667 | chromatography_metadata | CHROMATOGRAPHY_TYPE | Reversed phase
AN003667 | missingness | n_missing | 2530
AN003667 | missingness | n_value | 32448
AN003667 | missingness | perc_missing | 7.79709072978304
AN003667 | binomial_statistics | estimate | 0.808317804506183
AN003667 | binomial_statistics | statistic | 9543
AN003667 | binomial_statistics | p.value | 0
AN003667 | binomial_statistics | parameter | 11806
AN003667 | binomial_statistics | conf.low | 0.802260674867085
AN003667 | binomial_statistics | conf.high | 1
AN003667 | binomial_statistics | method | Exact binomial test
AN003667 | binomial_statistics | alternative | greater
AN003668 | measurement_metadata | INSTRUMENT_NAME | Thermo Q Exactive Plus Orbitrap
AN003668 | measurement_metadata | INSTRUMENT_TYPE | Orbitrap
AN003668 | measurement_metadata | MS_TYPE | ESI
AN003668 | measurement_metadata | MS_COMMENTS | Raw data were processed using TraceFinder 3.3 software (Thermo Fisher Scientific; Waltham, MA) and Progenesis QI (Nonlinear Dynamics; Newcastle upon Tyne, UK). Metabolite identities were confirmed using authentic reference standards or reference samples.
AN003668 | measurement_metadata | ION_MODE | NEGATIVE
AN003668 | measurement_metadata | MS_RESULTS_FILE | ST002246_AN003668_Results.txt UNITS:Unitless Abundances Has m/z:Yes Has RT:Yes RT units:Minutes
AN003668 | chromatography_metadata | INSTRUMENT_NAME | Shimadzu Nexera X2
AN003668 | chromatography_metadata | COLUMN_NAME | Phenomenex Luna NH2 (150 x 2.1mm,3um)
AN003668 | chromatography_metadata | CHROMATOGRAPHY_TYPE | HILIC
AN003668 | missingness | n_missing | 2473
AN003668 | missingness | n_value | 17472
AN003668 | missingness | perc_missing | 14.1540750915751
AN003668 | binomial_statistics | estimate | 0.567497507477567
AN003668 | binomial_statistics | statistic | 2846
AN003668 | binomial_statistics | p.value | 5.87844571339245e-22
AN003668 | binomial_statistics | parameter | 5015
AN003668 | binomial_statistics | conf.low | 0.555863723545872
AN003668 | binomial_statistics | conf.high | 1
AN003668 | binomial_statistics | method | Exact binomial test
AN003668 | binomial_statistics | alternative | greater
AN003669 | measurement_metadata | INSTRUMENT_NAME | Thermo Q Exactive Orbitrap
AN003669 | measurement_metadata | INSTRUMENT_TYPE | Orbitrap
AN003669 | measurement_metadata | MS_TYPE | ESI
AN003669 | measurement_metadata | MS_COMMENTS | Raw data were processed using TraceFinder 3.3 software (Thermo Fisher Scientific; Waltham, MA) and Progenesis QI (Nonlinear Dynamics; Newcastle upon Tyne, UK). Metabolite identities were confirmed using authentic reference standards or reference samples.
AN003669 | measurement_metadata | ION_MODE | NEGATIVE
AN003669 | measurement_metadata | MS_RESULTS_FILE | ST002246_AN003669_Results.txt UNITS:Unitless Abundances Has m/z:Yes Has RT:Yes RT units:Minutes
AN003669 | chromatography_metadata | INSTRUMENT_NAME | Shimadzu Nexera X2
AN003669 | chromatography_metadata | COLUMN_NAME | Waters Acquity T3 (150 x 2.1 mm,1.7um)
AN003669 | chromatography_metadata | CHROMATOGRAPHY_TYPE | Reversed phase
AN003669 | missingness | n_missing | 1080
AN003669 | missingness | n_value | 20352
AN003669 | missingness | perc_missing | 5.30660377358491
AN003669 | binomial_statistics | estimate | 0.857594936708861
AN003669 | binomial_statistics | statistic | 3794
AN003669 | binomial_statistics | p.value | 0
AN003669 | binomial_statistics | parameter | 4424
AN003669 | binomial_statistics | conf.low | 0.848664985576489
AN003669 | binomial_statistics | conf.high | 1
AN003669 | binomial_statistics | method | Exact binomial test
AN003669 | binomial_statistics | alternative | greater
AN003674 | measurement_metadata | INSTRUMENT_NAME | Bruker timsTOF
AN003674 | measurement_metadata | INSTRUMENT_TYPE | QTOF
AN003674 | measurement_metadata | MS_TYPE | ESI
AN003674 | measurement_metadata | ION_MODE | POSITIVE
AN003674 | measurement_metadata | MS_COMMENTS | Processing and statistical analysis were performed using MetaboScape® 4.0 (Bruker Daltonics). Analyte bucketing and identification were done using the software provided available T-ReX 2D/3D workflow with the following parameters: intensity threshold greater than 1000 counts and peak length equal to 7 spectra or greater. Feature quantitation was, performed using peak area and , for features present in at least 3 (of 12) samples (per cell type) were considered for statistical analysis. Analyte MS2 spectra were averaged on import and only features eluting between 0.3 and 25 min with mz between 50 and 1000 were considered further.
AN003674 | chromatography_metadata | CHROMATOGRAPHY_TYPE | Reversed phase
AN003674 | chromatography_metadata | INSTRUMENT_NAME | Bruker Elute
AN003674 | chromatography_metadata | COLUMN_NAME | Hamilton Intensity Solo 2 C18
AN003674 | chromatography_metadata | FLOW_GRADIENT | 1%B to 99%B in 15 min
AN003674 | chromatography_metadata | FLOW_RATE | 250 uL/min
AN003674 | chromatography_metadata | COLUMN_TEMPERATURE | 35
AN003674 | chromatography_metadata | SOLVENT_A | Water (0.1% Formic Acid)
AN003674 | chromatography_metadata | SOLVENT_B | ACN (0.1% Formic Acid)
AN003674 | missingness | n_missing | 198
AN003674 | missingness | n_value | 5088
AN003674 | missingness | perc_missing | 3.89150943396226
AN003674 | binomial_statistics | estimate | 0.74024024024024
AN003674 | binomial_statistics | statistic | 493
AN003674 | binomial_statistics | p.value | 8.42519088832818e-37
AN003674 | binomial_statistics | parameter | 666
AN003674 | binomial_statistics | conf.low | 0.710779912680901
AN003674 | binomial_statistics | conf.high | 1
AN003674 | binomial_statistics | method | Exact binomial test
AN003674 | binomial_statistics | alternative | greater
AN003712 | measurement_metadata | INSTRUMENT_NAME | ABI Sciex 6500+
AN003712 | measurement_metadata | INSTRUMENT_TYPE | Triple quadrupole
AN003712 | measurement_metadata | MS_TYPE | ESI
AN003712 | measurement_metadata | MS_COMMENTS | MS data acquisition was performed in multiple-reaction-monitoring (MRM) mode. LC-MS system was controlled using AB Sciex Analyst 1.6.3 software. Measured MS peaks were integrated using AB Sciex MultiQuant 3.0.3 software. The LC-MS assay was targeting 361 metabolites (plus 4 spiked reference internal standards).
AN003712 | measurement_metadata | ION_MODE | POSITIVE
AN003712 | chromatography_metadata | INSTRUMENT_NAME | Shimadzu Nexera X2
AN003712 | chromatography_metadata | COLUMN_NAME | Waters XBridge BEH Amide XP
AN003712 | chromatography_metadata | CHROMATOGRAPHY_TYPE | HILIC
AN003712 | missingness | n_missing | 32
AN003712 | missingness | n_value | 2242
AN003712 | missingness | perc_missing | 1.42729705619982
AN003712 | binomial_statistics | estimate | 0.681818181818182
AN003712 | binomial_statistics | statistic | 30
AN003712 | binomial_statistics | p.value | 0.0113144206029574
AN003712 | binomial_statistics | parameter | 44
AN003712 | binomial_statistics | conf.low | 0.548074189255937
AN003712 | binomial_statistics | conf.high | 1
AN003712 | binomial_statistics | method | Exact binomial test
AN003712 | binomial_statistics | alternative | greater
AN003715 | measurement_metadata | INSTRUMENT_NAME | Bruker timsTOF
AN003715 | measurement_metadata | INSTRUMENT_TYPE | Trapped Ion Mobility Q-TOF
AN003715 | measurement_metadata | MS_TYPE | ESI
AN003715 | measurement_metadata | ION_MODE | POSITIVE
AN003715 | measurement_metadata | MS_COMMENTS | For MS2 acquisition in metabolomics analysis, the collision energy was fluctuated between 100-250% of 20 eV and end plate offset of 500V. The acquisition was in two sections: auto MS scan for the calibrant sodium formate in 0-0.3 min, and auto MS/MS for fragmentation, in 0.3 to 30 min. Positive mode at 12 Hz was performed in both acquisition sections . The scan range was 20 to 1300 m/z, the precursor ion’s width of ±0.5, the precursors number of 3 , the cycle time of 0.5 s econds, and the threshold of 400 counts. After three spectra, active exclusion was performed and released after 0.2 min. A timsTOF (Bruker, Bremen, Germany) with an Apollo II electrospray ionization (ESI) source was utilized for the MS analysis with the following parameters: the nebulizer pressure was 2.2 bar, the drying gas flow rate was 10 L/min, the drying tempera-ture was 220°C, and the capillary voltage was 4500 V. In the first 0.3 min of each LC-MS/MS run, the external cali-brant, sodium formate, was injected. Mass calibration was done prior to analysis ac-cording to the manufacturer’s recommendations using external mass calibration (10 mM sodium formate calibrant solution). The performance of the column and the mass spectrometer was tested using a test mixture of (TRX-2101/RT-28-calibrants for Bruker T-ReX LC-QTOF solution from Nova Medical Testing Inc.) to check the performance of reversed-phase liquid chromatography (RPLC) separation and perform multipoint re-tention time calibration, and (TRX-3112-R/MS Certified Human serum for Bruker T-ReX LC-QTOF solution from Nova Medical Testing Inc.) to check the performance of sample preparation protocols as well as LC-MS instruments. This product is prepared from pooled human blood.
AN003715 | chromatography_metadata | CHROMATOGRAPHY_SUMMARY | The Elute UHPLC and Q-TOF Mass Spectrometer (Bruker, Bremen, Germany) were utilized for metabolite and peptide detection. The Elute HPG 1300 pumps, Elute Au-tosampler (Bruker, Bremen, Germany), and Hamilton® Intensity Solo 2 C18 column (100 mm x 2.1 mm, 1.8 m beads) were employed using reversed-phase chromatog-raphy. Solvents used for separation were 0.1 % FA in LC grade water (solvent A) and 0.1 % FA in ACN (solvent B). Each metabolite and protein extract were analyzed in duplicate. For metabolomics analysis, the column was kept at 35°C, and each sample was injected twice with an in-jection volume of 10 µL. Sample elution was performed in 30 min gradient starting with 1% ACN for 2 min and then ramped to 99% ACN within 15 min. After that, 99% ACN was kept for 3 min, and then the re-equilibration to 1% ACN was done for 10 min. The flow rate was 0.25 mL/min for 20 min and then 0.35 mL/min for 8.3 min and then the flow rate set at 0.25 mL/min for 1.7 min.
AN003715 | chromatography_metadata | CHROMATOGRAPHY_TYPE | Reversed phase
AN003715 | chromatography_metadata | INSTRUMENT_NAME | UHPLC-QTOF-MS
AN003715 | chromatography_metadata | COLUMN_NAME | Hamilton® Intensity Solo 2 C18 column (100 mm x 2.1 mm, 1.8 m beads)
AN003715 | chromatography_metadata | FLOW_GRADIENT | Sample elution was performed in 30 min gradient starting with 1% ACN for 2 min and then ramped to 99% ACN within 15 min. After that, 99% ACN was kept for 3 min, and then the re-equilibration to 1% ACN was done for 10 min
AN003715 | chromatography_metadata | FLOW_RATE | was 0.25 mL/min for 20 min and then 0.35 mL/min for 8.3 min and then the flow rate set at 0.25 mL/min for 1.7 min.
AN003715 | chromatography_metadata | COLUMN_TEMPERATURE | 35°C
AN003715 | chromatography_metadata | SOLVENT_A | 0.1 % FA in LC grade water
AN003715 | chromatography_metadata | SOLVENT_B | 0.1 % FA in ACN
AN003715 | missingness | n_missing | 128
AN003715 | missingness | n_value | 1428
AN003715 | missingness | perc_missing | 8.96358543417367
AN003715 | binomial_statistics | estimate | 0.741258741258741
AN003715 | binomial_statistics | statistic | 212
AN003715 | binomial_statistics | p.value | 6.8193747027667e-17
AN003715 | binomial_statistics | parameter | 286
AN003715 | binomial_statistics | conf.low | 0.695154896386414
AN003715 | binomial_statistics | conf.high | 1
AN003715 | binomial_statistics | method | Exact binomial test
AN003715 | binomial_statistics | alternative | greater
AN003730 | measurement_metadata | INSTRUMENT_NAME | Obitrap ID-X Tribrid
AN003730 | measurement_metadata | INSTRUMENT_TYPE | Orbitrap
AN003730 | measurement_metadata | MS_TYPE | ESI
AN003730 | measurement_metadata | ION_MODE | POSITIVE
AN003730 | measurement_metadata | MS_COMMENTS | Mass spectrometry (MS) data were acquired using the AcquieX acquisition workflow (data dependent analysis). The MS operating parameters were as follows: MS1 mass resolution 60K, for MS2 30K, stepped energy (HCD) 20, 25, 50, scan range 100-1000, RF len (%) 35, AGC gain, intensity threshold 2e4, 25% custom injection mode with an injection time of 54 ms. An extraction blank was used to create a background exclusion list and a pooled QC was used to create the inclusion list.
AN003730 | chromatography_metadata | CHROMATOGRAPHY_SUMMARY | RP ESI+
AN003730 | chromatography_metadata | CHROMATOGRAPHY_TYPE | Reversed phase
AN003730 | chromatography_metadata | INSTRUMENT_NAME | Thermo Vanquish
AN003730 | chromatography_metadata | COLUMN_NAME | Waters Acquity BEH Amide (150 x 2.1mm, 1.7um)
AN003730 | chromatography_metadata | FLOW_GRADIENT | 60% “B” at T0 hold for 1.5 min, linear increase to 85% “B” at 7 min, increase to 95% “B” at 12.5 min and hold for 4.5 min
AN003730 | chromatography_metadata | FLOW_RATE | 200 μL/min
AN003730 | chromatography_metadata | COLUMN_TEMPERATURE | 45°C
AN003730 | chromatography_metadata | METHODS_FILENAME | AB_Human_Bone_Chromatography.pdf
AN003730 | chromatography_metadata | SOLVENT_A | LC/MS grade water:ACN, 40:60 % V/V + containing 10 mM ammonium formate + 0.1% formic acid
AN003730 | chromatography_metadata | SOLVENT_B | IPA:ACN, 90:10 % V/V + containing 10 mM ammonium formate + 0.1% formic acid
AN003730 | chromatography_metadata | INJECTION_TEMPERATURE | 300°C
AN003730 | chromatography_metadata | SAMPLE_INJECTION | 3μL
AN003730 | chromatography_metadata | PRECONDITIONING | 4.5 mins B
AN003730 | missingness | n_missing | 4262
AN003730 | missingness | n_value | 33040
AN003730 | missingness | perc_missing | 12.8995157384988
AN003730 | binomial_statistics | estimate | 0.888414460575007
AN003730 | binomial_statistics | statistic | 3121
AN003730 | binomial_statistics | p.value | 0
AN003730 | binomial_statistics | parameter | 3513
AN003730 | binomial_statistics | conf.low | 0.879293735167799
AN003730 | binomial_statistics | conf.high | 1
AN003730 | binomial_statistics | method | Exact binomial test
AN003730 | binomial_statistics | alternative | greater
AN003731 | measurement_metadata | INSTRUMENT_NAME | Obitrap ID-X Tribrid
AN003731 | measurement_metadata | INSTRUMENT_TYPE | Orbitrap
AN003731 | measurement_metadata | MS_TYPE | ESI
AN003731 | measurement_metadata | ION_MODE | NEGATIVE
AN003731 | measurement_metadata | MS_COMMENTS | Mass spectrometry (MS) data were acquired using the AcquieX acquisition workflow (data dependent analysis). The MS operating parameters were as follows: MS1 mass resolution 60K, for MS2 30K, stepped energy (HCD) 20, 25, 50, scan range 100-1000, RF len (%) 35, AGC gain, intensity threshold 2e4, 25% custom injection mode with an injection time of 54 ms. An extraction blank was used to create a background exclusion list and a pooled QC was used to create the inclusion list.
AN003731 | chromatography_metadata | CHROMATOGRAPHY_SUMMARY | RP ESI-
AN003731 | chromatography_metadata | CHROMATOGRAPHY_TYPE | Reversed phase
AN003731 | chromatography_metadata | INSTRUMENT_NAME | Thermo Vanquish
AN003731 | chromatography_metadata | COLUMN_NAME | Waters Acquity BEH Amide (150 x 2.1mm, 1.7um)
AN003731 | chromatography_metadata | FLOW_GRADIENT | 60% “B” at T0 hold for 1.5 min, linear increase to 85% “B” at 7 min, increase to 95% “B” at 12.5 min and hold for 4.5 min
AN003731 | chromatography_metadata | FLOW_RATE | 200 μL/min
AN003731 | chromatography_metadata | COLUMN_TEMPERATURE | 45°C
AN003731 | chromatography_metadata | METHODS_FILENAME | AB_Human_Bone_Chromatography.pdf
AN003731 | chromatography_metadata | SOLVENT_A | LC/MS grade water:ACN, 40:60 % V/V + containing 10 mM ammonium formate + 0.1% ammonia solution
AN003731 | chromatography_metadata | SOLVENT_B | IPA:ACN, 90:10 % V/V + containing 10 mM ammonium formate + 0.1% 0.1% ammonia solution
AN003731 | chromatography_metadata | INJECTION_TEMPERATURE | 300°C
AN003731 | chromatography_metadata | SAMPLE_INJECTION | 5μL
AN003731 | chromatography_metadata | PRECONDITIONING | 4.5 mins B
AN003731 | missingness | n_missing | 727
AN003731 | missingness | n_value | 7440
AN003731 | missingness | perc_missing | 9.77150537634409
AN003731 | binomial_statistics | estimate | 0.918918918918919
AN003731 | binomial_statistics | statistic | 476
AN003731 | binomial_statistics | p.value | 1.65425388029306e-94
AN003731 | binomial_statistics | parameter | 518
AN003731 | binomial_statistics | conf.low | 0.896389770499713
AN003731 | binomial_statistics | conf.high | 1
AN003731 | binomial_statistics | method | Exact binomial test
AN003731 | binomial_statistics | alternative | greater
AN003783 | measurement_metadata | INSTRUMENT_NAME | Agilent 6550 QTOF
AN003783 | measurement_metadata | INSTRUMENT_TYPE | QTOF
AN003783 | measurement_metadata | MS_TYPE | ESI
AN003783 | measurement_metadata | ION_MODE | UNSPECIFIED
AN003783 | measurement_metadata | MS_COMMENTS | The MS was operated in both positive and negative (ESI+ and ESI-) modes. Raw data files were processed using Profinder B.08.00 SP3 software (Agilent Technologies, CA) with an in-house database containing retention time and accurate mass information on 600 standards from Mass Spectrometry Metabolite Library (IROA Technologies, MA) which was created under the same analysis conditions. The in-house database matching parameters were mass tolerance 10 ppm; retention time tolerance 0.5 min. Peak integration result was manually curated in Profinder for improved consistency
AN003783 | chromatography_metadata | CHROMATOGRAPHY_SUMMARY | Data acquisition was performed by reverse-phase chromatography on a 1290 UHPLC liquid chromatography (LC) system interfaced to a high-resolution mass spectrometry (HRMS) 6550 iFunnel Q-TOF mass spectrometer (MS) (Agilent Technologies, CA). The MS was operated in both positive and negative (ESI+ and ESI-) modes. Analytes were separated on an Acquity UPLC® HSS T3 column (1.8 μm, 2.1 x 150 mm, Waters, MA). The column was kept at room temperature. Mobile phase A composition was 0.1% formic acid in water and mobile phase B composition was 0.1% formic acid in 100% ACN. The LC gradient was 0 min: 1% B; 5 min: 5% B; 15 min: 99% B; 23 min: 99% B; 24 min: 1% B; 25 min: 1% B. The flow rate was 250 μL min-1. The sample injection volume was 5 μL. ESI source conditions were set as follows: dry gas temperature 225 °C and flow 18 L min-1, fragmentor voltage 175 V, sheath gas temperature 350 °C and flow 12 L min-1, nozzle voltage 500 V, and capillary voltage +3500 V in positive mode and −3500 V in negative. The instrument was set to acquire over the full m/z range of 40–1700 in both modes, with the MS acquisition rate of 1 spectrum s-1 in profile format. Raw data files were processed using Profinder B.08.00 SP3 software (Agilent Technologies, CA) with an in-house database containing retention time and accurate mass information on 600 standards from Mass Spectrometry Metabolite Library (IROA Technologies, MA) which was created under the same analysis conditions. The in-house database matching parameters were mass tolerance 10 ppm; retention time tolerance 0.5 min. Peak integration result was manually curated in Profinder for improved consistency
AN003783 | chromatography_metadata | CHROMATOGRAPHY_TYPE | Reversed phase
AN003783 | chromatography_metadata | INSTRUMENT_NAME | Agilent 1290
AN003783 | chromatography_metadata | COLUMN_NAME | Waters Acquity UPLC HSS T3 (1.8 x 2.1 x 150)
AN003783 | chromatography_metadata | FLOW_GRADIENT | 0 min: 1% B; 5 min: 5% B; 15 min: 99% B; 23 min: 99% B; 24 min: 1% B; 25 min: 1% B
AN003783 | chromatography_metadata | FLOW_RATE | 250 uL/min
AN003783 | chromatography_metadata | SOLVENT_A | 0.1% Formic Acid in water
AN003783 | chromatography_metadata | SOLVENT_B | 0.1% Formic Acid in ACN
AN003783 | chromatography_metadata | INJECTION_TEMPERATURE | 37
AN003783 | chromatography_metadata | SAMPLE_INJECTION | 5 uL
AN003783 | chromatography_metadata | CHROMATOGRAPHY_COMMENTS | The LC gradient was 0 min: 1% B; 5 min: 5% B; 15 min: 99% B; 23 min: 99% B; 24 min: 1% B; 25 min: 1% B.
AN003783 | missingness | n_missing | 1785
AN003783 | missingness | n_value | 6601
AN003783 | missingness | perc_missing | 27.0413573700954
AN003783 | binomial_statistics | estimate | 0.929292929292929
AN003783 | binomial_statistics | statistic | 92
AN003783 | binomial_statistics | p.value | 2.53745158438836e-20
AN003783 | binomial_statistics | parameter | 99
AN003783 | binomial_statistics | conf.low | 0.871295396951728
AN003783 | binomial_statistics | conf.high | 1
AN003783 | binomial_statistics | method | Exact binomial test
AN003783 | binomial_statistics | alternative | greater
AN003796 | measurement_metadata | INSTRUMENT_NAME | Thermo Q Exactive HF hybrid Orbitrap
AN003796 | measurement_metadata | INSTRUMENT_TYPE | Orbitrap
AN003796 | measurement_metadata | MS_TYPE | ESI
AN003796 | measurement_metadata | ION_MODE | POSITIVE
AN003796 | measurement_metadata | MS_COMMENTS | Method duration was 30 min with polarity switching data-dependent Top 5method for both positive and negative modes. Spray voltage for both positive and negative modes was 3.5kV and the capillary temperature was set to 320 ⁰C with a sheath gas rate of 35, aux gas of 10, and max spray current of 100 μA. The full MS scan for both polarities utilized 120,000 resolution with an AGC target of 3e6 and a maximum IT of 100 ms, and the scan range was from 67-1000 m/z. Tandem MS spectra for both positive and negative modes used a resolution of 15,000, AGC target of 1 e5, maximum IT of 50 ms, isolation window of 0.4 m/z, isolation offset of 0.1 m/z, fixed first mass of 50 m/z, and 3-way multiplexed normalized collision energies (nCE) of 10, 35, 80. The minimum AGC target was 1e4 with an intensity threshold of 2e5. All data were acquired in profile mode.
AN003796 | chromatography_metadata | CHROMATOGRAPHY_SUMMARY | The LC column was a Millipore TMZIC-pHILIC (2.1x150 mm, 5μm) coupled to a Dionex Ultimate 3000TM system and the column oven temperature was set to 25oC for the gradient elution. A flow rate of 100μL/min was used with the 10 mM ammonium carbonate in water (A), pH 9.0, and acetonitrile (B). The gradient profile was 80-20% B (0-30min), 20-80% B (30-31min), 80-80% B (31-42min). Injection volume was set to 2 μL for all analyses (42min total run time per injection).
AN003796 | chromatography_metadata | CHROMATOGRAPHY_TYPE | HILIC
AN003796 | chromatography_metadata | INSTRUMENT_NAME | Dionex Ultimate 3000TM
AN003796 | chromatography_metadata | COLUMN_NAME | Millipore(TM) ZIC-pHILIC
AN003796 | chromatography_metadata | METHODS_FILENAME | metabolomics_methods.pdf
AN003796 | missingness | n_missing | 549
AN003796 | missingness | n_value | 4025
AN003796 | missingness | perc_missing | 13.639751552795
AN003796 | binomial_statistics | estimate | 0.797843665768194
AN003796 | binomial_statistics | statistic | 296
AN003796 | binomial_statistics | p.value | 1.82455575112993e-32
AN003796 | binomial_statistics | parameter | 371
AN003796 | binomial_statistics | conf.low | 0.760472483263862
AN003796 | binomial_statistics | conf.high | 1
AN003796 | binomial_statistics | method | Exact binomial test
AN003796 | binomial_statistics | alternative | greater
AN003814 | measurement_metadata | INSTRUMENT_NAME | Thermo Q Exactive Orbitrap
AN003814 | measurement_metadata | INSTRUMENT_TYPE | QTRAP
AN003814 | measurement_metadata | MS_TYPE | ESI
AN003814 | measurement_metadata | ION_MODE | POSITIVE
AN003814 | measurement_metadata | MS_COMMENTS | Samples are analyzed in both positive and negative ion modes, with MS resolution Rm/z=200=280000 and MSMS resolution Rm/z=200=17500, in a single acquisition. Acquired data was processed using lipid identification software based on LipidXplorer (1). Data post-processing and normalization were performed by Lipotype using a developed data management system. Data analysis was performed using GraphPad Prism software 9.3.1. Pmol values (obtained by MS) of individual lipid species were transformed into a fraction of the total PA, DAG, PI, PC, PE, and PS lipids in the sample. (1)Herzog, R. et al. Lipidxplorer: A software for consensual cross-platform lipidomics. PLoS ONE 7, e29851 (2012).
AN003814 | chromatography_metadata | CHROMATOGRAPHY_TYPE | None (Direct infusion)
AN003814 | chromatography_metadata | INSTRUMENT_NAME | none
AN003814 | chromatography_metadata | COLUMN_NAME | none
AN003814 | missingness | n_missing | 1166
AN003814 | missingness | n_value | 4416
AN003814 | missingness | perc_missing | 26.4039855072464
AN003814 | binomial_statistics | estimate | 0.875160875160875
AN003814 | binomial_statistics | statistic | 680
AN003814 | binomial_statistics | p.value | 6.86437029263021e-109
AN003814 | binomial_statistics | parameter | 777
AN003814 | binomial_statistics | conf.low | 0.853948066974905
AN003814 | binomial_statistics | conf.high | 1
AN003814 | binomial_statistics | method | Exact binomial test
AN003814 | binomial_statistics | alternative | greater
AN003819 | measurement_metadata | INSTRUMENT_NAME | Waters Xevo-TQ-S
AN003819 | measurement_metadata | INSTRUMENT_TYPE | QTOF
AN003819 | measurement_metadata | MS_TYPE | ESI
AN003819 | measurement_metadata | ION_MODE | UNSPECIFIED
AN003819 | measurement_metadata | MS_COMMENTS | Capillary (Kv):1.5 (ESI+), 2.0 (ESI-) Source Temp (°C):150 Desolvation Temp(°C):550 Desolvation Gas Flow (L/Hr):1000 MS acquisition software: QuanMET software (v2.0, Metabo-Profile, Shanghai, China)
AN003819 | chromatography_metadata | CHROMATOGRAPHY_TYPE | UPLC
AN003819 | chromatography_metadata | INSTRUMENT_NAME | Waters Acquity
AN003819 | chromatography_metadata | COLUMN_NAME | Waters Acquity BEH C18 (100 x 2.1mm, 1.7um)
AN003819 | missingness | n_missing | 3559
AN003819 | missingness | n_value | 222768
AN003819 | missingness | perc_missing | 1.59762622997917
AN003819 | binomial_statistics | estimate | 0.701288252863622
AN003819 | binomial_statistics | statistic | 69734
AN003819 | binomial_statistics | p.value | 0
AN003819 | binomial_statistics | parameter | 99437
AN003819 | binomial_statistics | conf.low | 0.698891493344615
AN003819 | binomial_statistics | conf.high | 1
AN003819 | binomial_statistics | method | Exact binomial test
AN003819 | binomial_statistics | alternative | greater
AN003843 | measurement_metadata | INSTRUMENT_NAME | ABI Sciex 5500 QTrap
AN003843 | measurement_metadata | INSTRUMENT_TYPE | QTRAP
AN003843 | measurement_metadata | MS_TYPE | ESI
AN003843 | measurement_metadata | ION_MODE | NEGATIVE
AN003843 | measurement_metadata | MS_COMMENTS | Mass spectra for each detected lipid metabolite were recorded using the enhanced production feature to verify the identity of the detected peak. Data were collected and quantified using Analyst 1.6.2 (SCIEX) and MultiQuant (SCIEX) software, respectively. Correction for recovery efficiencies and relative quantitation of each analyte were performed using signals from each chromatogram corresponding to the spiked-in internal standards. Under standardized conditions of liquid chromatography-mass spectrometry quantitation, the detection limits for the eicosanoids are 1–2 pg on the column and the limit of quantitation is 5 pg at a signal-to-noise ratio of 3.
AN003843 | chromatography_metadata | CHROMATOGRAPHY_SUMMARY | HPLC was performed on a Prominence XR system (Shimadzu) using Luna C18 (3μ, 2.1x150 mm) column. The mobile phase consisted of a gradient between A: methanol-water-acetonitrile (10:85:5 v/v) and B: methanol-water-acetonitrile (90:5:5 v/v), both containing 0.1% ammonium acetate. The gradient program with respect to the composition of B was as follows: 0-1 min, 50%; 1-8 min, 50-80%; 8-15 min, 80-95%; and 15-17 min, 95%. The flow rate was 0.2 ml/min. The HPLC eluate was directly introduced to ESI source of QTRAP5500 mass analyzer (ABSCIEX) in the negative ion mode with following conditions: Curtain gas: 35 psi, GS1: 35 psi, GS2: 65 psi, Temperature: 600 ˚C, Ion Spray Voltage: -1500 V, Collision gas: low, Declustering Potential: -60 V, and Entrance Potential: -7 V. The eluate was monitored by Multiple Reaction Monitoring method to detect unique molecular ion – daughter ion combinations for each of the lipid mediators using a scheduled MRM around the expected retention time for each compound. Optimized Collisional Energies (18 – 35 eV) and Collision Cell Exit Potentials (7 – 10 V) were used for each MRM transition. Spectra of each peak detected in the scheduled MRM were recorded using Enhanced Product Ion scan to confirm the structural identity. The data was collected using Analyst 1.6.2 software and the MRM transition chromatograms were quantitated by MultiQuant software (both from ABSCIEX). The internal standard signals in each chromatogram were used for normalization, recovery, as well as relative quantitation of each analyte.
AN003843 | chromatography_metadata | CHROMATOGRAPHY_TYPE | None (Direct infusion)
AN003843 | chromatography_metadata | INSTRUMENT_NAME | Prominence XR
AN003843 | chromatography_metadata | COLUMN_NAME | Luna C18 (3u, 2.1x150 mm) column
AN003843 | chromatography_metadata | FLOW_RATE | 0.2ml/min
AN003843 | missingness | n_missing | 1219
AN003843 | missingness | n_value | 6048
AN003843 | missingness | perc_missing | 20.1554232804233
AN003843 | binomial_statistics | estimate | 0.836719337848006
AN003843 | binomial_statistics | statistic | 1112
AN003843 | binomial_statistics | p.value | 2.40334170267609e-145
AN003843 | binomial_statistics | parameter | 1329
AN003843 | binomial_statistics | conf.low | 0.819116417061148
AN003843 | binomial_statistics | conf.high | 1
AN003843 | binomial_statistics | method | Exact binomial test
AN003843 | binomial_statistics | alternative | greater
AN003845 | measurement_metadata | INSTRUMENT_NAME | ABI Sciex 5500 QTrap
AN003845 | measurement_metadata | INSTRUMENT_TYPE | QTRAP
AN003845 | measurement_metadata | MS_TYPE | ESI
AN003845 | measurement_metadata | ION_MODE | NEGATIVE
AN003845 | measurement_metadata | MS_COMMENTS | Mass spectra for each detected lipid metabolite were recorded using the enhanced production feature to verify the identity of the detected peak. Data were collected and quantified using Analyst 1.6.2 (SCIEX) and MultiQuant (SCIEX) software, respectively. Correction for recovery efficiencies and relative quantitation of each analyte were performed using signals from each chromatogram corresponding to the spiked-in internal standards. Under standardized conditions of liquid chromatography-mass spectrometry quantitation, the detection limits for the eicosanoids are 1–2 pg on the column and the limit of quantitation is 5 pg at a signal-to-noise ratio of 3.
AN003845 | chromatography_metadata | CHROMATOGRAPHY_SUMMARY | HPLC was performed on a Prominence XR system (Shimadzu) using Luna C18 (3μ, 2.1x150 mm) column. The mobile phase consisted of a gradient between A: methanol-water-acetonitrile (10:85:5 v/v) and B: methanol-water-acetonitrile (90:5:5 v/v), both containing 0.1% ammonium acetate. The gradient program with respect to the composition of B was as follows: 0-1 min, 50%; 1-8 min, 50-80%; 8-15 min, 80-95%; and 15-17 min, 95%. The flow rate was 0.2 ml/min. The HPLC eluate was directly introduced to ESI source of QTRAP5500 mass analyzer (ABSCIEX) in the negative ion mode with following conditions: Curtain gas: 35 psi, GS1: 35 psi, GS2: 65 psi, Temperature: 600 ˚C, Ion Spray Voltage: -1500 V, Collision gas: low, Declustering Potential: -60 V, and Entrance Potential: -7 V. The eluate was monitored by Multiple Reaction Monitoring method to detect unique molecular ion – daughter ion combinations for each of the lipid mediators using a scheduled MRM around the expected retention time for each compound. Optimized Collisional Energies (18 – 35 eV) and Collision Cell Exit Potentials (7 – 10 V) were used for each MRM transition. Spectra of each peak detected in the scheduled MRM were recorded using Enhanced Product Ion scan to confirm the structural identity. The data was collected using Analyst 1.6.2 software and the MRM transition chromatograms were quantitated by MultiQuant software (both from ABSCIEX). The internal standard signals in each chromatogram were used for normalization, recovery, as well as relative quantitation of each analyte.
AN003845 | chromatography_metadata | CHROMATOGRAPHY_TYPE | None (Direct infusion)
AN003845 | chromatography_metadata | INSTRUMENT_NAME | Prominence XR
AN003845 | chromatography_metadata | COLUMN_NAME | Luna C18 (3u, 2.1x150 mm) column
AN003845 | chromatography_metadata | FLOW_RATE | 0.2ml/min
AN003845 | missingness | n_missing | 754
AN003845 | missingness | n_value | 5152
AN003845 | missingness | perc_missing | 14.6350931677019
AN003845 | binomial_statistics | estimate | 0.857466063348416
AN003845 | binomial_statistics | statistic | 758
AN003845 | binomial_statistics | p.value | 6.02339965496688e-111
AN003845 | binomial_statistics | parameter | 884
AN003845 | binomial_statistics | conf.low | 0.836674887862426
AN003845 | binomial_statistics | conf.high | 1
AN003845 | binomial_statistics | method | Exact binomial test
AN003845 | binomial_statistics | alternative | greater
AN003881 | measurement_metadata | INSTRUMENT_NAME | Shimazu TQ8040
AN003881 | measurement_metadata | INSTRUMENT_TYPE | Triple quadrupole
AN003881 | measurement_metadata | MS_TYPE | ESI
AN003881 | measurement_metadata | ION_MODE | UNSPECIFIED
AN003881 | measurement_metadata | MS_COMMENTS | The GC-MS system consisted of an AOC6000 autosampler, a 2030 Shimadzu gas chromatograph and a TQ8040 quadrupole mass spectrometer (Shimadzu, Japan), which was tuned according to the manufacturer’s recommendations using tris-(perfluorobutyl)-amine (CF43). GC-MS was performed on a 30 m Agilent DB-5 column with 1 µm film thickness and 0.25 mm internal diameter. The injection temperature (Inlet) and the MS transfer line were both set at 280°C and the ion source adjusted to 200°C. Helium was used as the carrier gas at a flow rate of 1 mL/min and argon gas was used as the collision cell gas to generate the multiple reaction monitoring (MRM) product ion. The analysis was performed under the following temperature program; start at injection 100°C, a hold for 4 minutes followed by a 10°C min-1 oven temperature ramp to 320°C followed by a final hold off of 11 minutes. Approximately 520 quantifying MRM targets were collected using Shimadzu Smart Database along with qualifier for each target, which covers about 350 endogenous metabolites and multiple 13C labelled internal standards. Both chromatograms and MRMs were evaluated using the Shimadzu GCMS browser and LabSolutions Insight software.
AN003881 | chromatography_metadata | CHROMATOGRAPHY_TYPE | GC
AN003881 | chromatography_metadata | INSTRUMENT_NAME | Shimadzu 2030
AN003881 | chromatography_metadata | COLUMN_NAME | Agilent DB5-MS (30m x 0.25mm, 0.25um)
AN003881 | missingness | n_missing | 15
AN003881 | missingness | n_value | 8856
AN003881 | missingness | perc_missing | 0.169376693766938
AN003881 | binomial_statistics | estimate | 0.881720430107527
AN003881 | binomial_statistics | statistic | 82
AN003881 | binomial_statistics | p.value | 7.07993631739325e-15
AN003881 | binomial_statistics | parameter | 93
AN003881 | binomial_statistics | conf.low | 0.811820647256711
AN003881 | binomial_statistics | conf.high | 1
AN003881 | binomial_statistics | method | Exact binomial test
AN003881 | binomial_statistics | alternative | greater
AN003917 | measurement_metadata | INSTRUMENT_NAME | Agilent 6490 QQQ
AN003917 | measurement_metadata | INSTRUMENT_TYPE | Triple quadrupole
AN003917 | measurement_metadata | MS_TYPE | ESI
AN003917 | measurement_metadata | ION_MODE | POSITIVE
AN003917 | measurement_metadata | MS_COMMENTS | Lipid extraction. Muscle homogenates/mitochondrial isolates were extracted using a modified single-phase chloroform/methanol extraction as described previously [Weir et al. 2016]. In brief, 20 volumes of chloroform:methanol (2:1) was added to the sample along with a series of internal standards. Samples were vortexed and spun on a rotoary mixer for 10 minutes. After sonication on a sonicator bath for 30 minutes, samples were rested for a further 20 minutes prior to centrifugation at 13,000 x g for 10 minutes. Supernatants were transferred into a 96 well plated, dried down and reconstituted in 50L water saturated butanol and sonicated for 10 minutes. After the addition of 50l of methanol with 10mM ammonium formate, the samples were spun down again at 4000RPM on a plate centrifuge (Heraeus multifuge 1S-R, ThermoFisher) and transferred into glass vials with inserts for mass spectrometry analysis. Targeted lipidomics analysis. Liquid chromatography tandem mass spectrometry (LC-MS/MS) was performed according to previously published methods, with slight modification for tissue samples [Huynh et al. 2019]. Sample extracts were analysed using either (i) a 4000 QTRAP mass spectrometer (Sciex) for cardiolipins as described preciously [Tan et al. 2020] or (ii) an Agilent 6490 QQQ mass spectrometer all other lipid species. Lipids run on the Agilent 6490 were measured using scheduled multiple reaction monitoring with the following conditions: Isolation widths for Q1 and Q3 were set to “unit” resolution (0.7 amu), gas temperature, 150°C, nebulizer 20psi, sheath gas temperature 200°C, gas flow rate 17L/min, capillary voltage 3500V and sheath gas flow 10L/min. The list of MRMs used and chromatographic conditions were extensively described previously [Huynh et al. 2019]
AN003917 | chromatography_metadata | CHROMATOGRAPHY_TYPE | Reversed phase
AN003917 | chromatography_metadata | INSTRUMENT_NAME | Agilent 1290 Infinity II
AN003917 | chromatography_metadata | COLUMN_NAME | Agilent ZORBAX Eclipse Plus C18 (100 x 2.1mm,1.8um)
AN003917 | chromatography_metadata | SOLVENT_A | 50% water/30% acetonitrile/20% isopropanol; 10mM ammonium formate
AN003917 | chromatography_metadata | SOLVENT_B | 1% water/9% acetonitrile/90% isopropanol; 10mM ammonium formate
AN003917 | chromatography_metadata | FLOW_GRADIENT | Non-linear
AN003917 | chromatography_metadata | FLOW_RATE | 0.4ml/minute
AN003917 | chromatography_metadata | COLUMN_TEMPERATURE | 60
AN003917 | missingness | n_missing | 18
AN003917 | missingness | n_value | 25920
AN003917 | missingness | perc_missing | 0.0694444444444444
AN003917 | binomial_statistics | estimate | 1
AN003917 | binomial_statistics | statistic | 42
AN003917 | binomial_statistics | p.value | 2.27373675443232e-13
AN003917 | binomial_statistics | parameter | 42
AN003917 | binomial_statistics | conf.low | 0.931157392159605
AN003917 | binomial_statistics | conf.high | 1
AN003917 | binomial_statistics | method | Exact binomial test
AN003917 | binomial_statistics | alternative | greater
AN003918 | measurement_metadata | INSTRUMENT_NAME | Bruker 600 MHz
AN003918 | measurement_metadata | INSTRUMENT_TYPE | FT-NMR
AN003918 | measurement_metadata | NMR_EXPERIMENT_TYPE | 1D-1H
AN003918 | measurement_metadata | SPECTROMETER_FREQUENCY | 600 MHz
AN003918 | measurement_metadata | NMR_PROBE | 5-mm PATXI 1H-13C-15N and 2H-decoupling probe
AN003918 | measurement_metadata | NMR_SOLVENT | H2O
AN003918 | measurement_metadata | NMR_TUBE_SIZE | 5 mm
AN003918 | measurement_metadata | PULSE_SEQUENCE | noesygp1D
AN003918 | measurement_metadata | WATER_SUPPRESSION | water peak suppression-presaturation
AN003918 | measurement_metadata | RECEIVER_GAIN | 90.5
AN003918 | measurement_metadata | TEMPERATURE | 310 K
AN003918 | measurement_metadata | NUMBER_OF_SCANS | 32
AN003918 | measurement_metadata | DUMMY_SCANS | 4
AN003918 | measurement_metadata | ACQUISITION_TIME | 2.7s
AN003918 | measurement_metadata | RELAXATION_DELAY | 4s
AN003918 | measurement_metadata | SPECTRAL_WIDTH | 18,028 Hz
AN003918 | measurement_metadata | NUM_DATA_POINTS_ACQUIRED | 98000
AN003918 | measurement_metadata | LINE_BROADENING | 0.3
AN003918 | measurement_metadata | BASELINE_CORRECTION_METHOD | automatic
AN003918 | measurement_metadata | CHEMICAL_SHIFT_REF_STD | doublet at 5.24 ppm
AN003918 | measurement_metadata | BINNED_INCREMENT | 0.02 ppm
AN003918 | measurement_metadata | BINNED_DATA_EXCLUDED_RANGE | 4.5-5.5 ppm
AN003918 | missingness | n_missing | 1243
AN003918 | missingness | n_value | 84095
AN003918 | missingness | perc_missing | 1.47809025506867
AN003918 | binomial_statistics | estimate | 0.625798566746292
AN003918 | binomial_statistics | statistic | 11265
AN003918 | binomial_statistics | p.value | 1.17307043032444e-252
AN003918 | binomial_statistics | parameter | 18001
AN003918 | binomial_statistics | conf.low | 0.619823412553198
AN003918 | binomial_statistics | conf.high | 1
AN003918 | binomial_statistics | method | Exact binomial test
AN003918 | binomial_statistics | alternative | greater
AN003919 | measurement_metadata | INSTRUMENT_NAME | Thermo Q Exactive HF hybrid Orbitrap
AN003919 | measurement_metadata | INSTRUMENT_TYPE | Orbitrap
AN003919 | measurement_metadata | MS_TYPE | ESI
AN003919 | measurement_metadata | ION_MODE | UNSPECIFIED
AN003919 | measurement_metadata | MS_COMMENTS | To identify putative molecules in the samples, the available MS/MS spectra from the data-dependent acquisition were searched against a data analysis pipeline including both the NIST17MS/MS and METLIN spectral libraries. Across all samples 64,482 tandem MS (MS/MS) spectra were matched against the spectral libraries, and then refined into a list of 2,436 putatively identified compounds (RevDot &gt;900, Unique InChiKey).
AN003919 | chromatography_metadata | CHROMATOGRAPHY_TYPE | HILIC
AN003919 | chromatography_metadata | INSTRUMENT_NAME | Thermo Dionex Ultimate 3000 RS
AN003919 | chromatography_metadata | COLUMN_NAME | SeQuant ZIC-pHILIC (150 x 2.1 mm,5um)
AN003919 | missingness | n_missing | 12996
AN003919 | missingness | n_value | 66280
AN003919 | missingness | perc_missing | 19.6077248038624
AN003919 | binomial_statistics | estimate | 0.779810917962794
AN003919 | binomial_statistics | statistic | 15342
AN003919 | binomial_statistics | p.value | 0
AN003919 | binomial_statistics | parameter | 19674
AN003919 | binomial_statistics | conf.low | 0.774895786277011
AN003919 | binomial_statistics | conf.high | 1
AN003919 | binomial_statistics | method | Exact binomial test
AN003919 | binomial_statistics | alternative | greater
AN003924 | measurement_metadata | INSTRUMENT_NAME | Thermo Q Exactive HF-X Orbitrap
AN003924 | measurement_metadata | INSTRUMENT_TYPE | Orbitrap
AN003924 | measurement_metadata | MS_TYPE | ESI
AN003924 | measurement_metadata | MS_COMMENTS | See associated paper
AN003924 | measurement_metadata | ION_MODE | NEGATIVE
AN003924 | chromatography_metadata | INSTRUMENT_NAME | Thermo Vanquish
AN003924 | chromatography_metadata | COLUMN_NAME | HILIC BEH Amide
AN003924 | chromatography_metadata | COLUMN_TEMPERATURE | 45
AN003924 | chromatography_metadata | FLOW_GRADIENT | 100%B to 30% B over 15 minutes
AN003924 | chromatography_metadata | FLOW_RATE | 400 ul/min
AN003924 | chromatography_metadata | SOLVENT_A | 100% water; 0.1% formic acid 10mM ammonium formate
AN003924 | chromatography_metadata | SOLVENT_B | 95% acetonitrile/5% water 0.1% formic acid; 10mM ammonium formate
AN003924 | chromatography_metadata | CHROMATOGRAPHY_TYPE | HILIC
AN003924 | missingness | n_missing | 6328
AN003924 | missingness | n_value | 134386
AN003924 | missingness | perc_missing | 4.70882383581623
AN003924 | binomial_statistics | estimate | 0.797781003222712
AN003924 | binomial_statistics | statistic | 32429
AN003924 | binomial_statistics | p.value | 0
AN003924 | binomial_statistics | parameter | 40649
AN003924 | binomial_statistics | conf.low | 0.794476186595769
AN003924 | binomial_statistics | conf.high | 1
AN003924 | binomial_statistics | method | Exact binomial test
AN003924 | binomial_statistics | alternative | greater
AN003926 | measurement_metadata | INSTRUMENT_NAME | Thermo Q Exactive HF-X Orbitrap
AN003926 | measurement_metadata | INSTRUMENT_TYPE | Orbitrap
AN003926 | measurement_metadata | MS_TYPE | ESI
AN003926 | measurement_metadata | MS_COMMENTS | HESI source conditions are as follows: sheath gas flow 55, auxiliary gas flow 15, sweep gas flow 3, capillary temperature 275°C, S-lens RF level 50, auxiliary gas heater temperature 450 °C, and needle voltage 3500 V and -3500 V for positive and negative ionization mode, respectively. DDA MS/MS spectra were acquired for the top 4 ions. MS scans were collected with 60k resolving power from 120-1700 m/z, AGC target of 106 ions, and maximum accumulation time of 100 ms. MS/MS spectra were collected with 15k resolving power, 1 Da isolation window, normalized collision energy of 20, 30, 60, 2 s dynamic exclusion window, 8×103 AGC target, and 50 ms maximum accumulation time. Spectra were stored in centroid mode. Three rounds of iterative exclusion MS/MS were acquired for each pooled QC sample.
AN003926 | measurement_metadata | ION_MODE | POSITIVE
AN003926 | chromatography_metadata | INSTRUMENT_NAME | Thermo Vanquish
AN003926 | chromatography_metadata | COLUMN_NAME | CSH C18 column (100 mm length × 2.1 mm i.d.; 1.7-µm particle size)
AN003926 | chromatography_metadata | COLUMN_TEMPERATURE | 65
AN003926 | chromatography_metadata | FLOW_GRADIENT | 15% B from 0 to 0.6 min, 30% B by 2 min, 48% B by 2.5 min, 82% B by 11 min, 99% B from 11.5 to 12 min, and 15% B from 12.1 to 14.2 min
AN003926 | chromatography_metadata | FLOW_RATE | 600 ul/min
AN003926 | chromatography_metadata | SOLVENT_A | 90% acetonitrile/10% water; 0.1% formic acid; 10 mM ammonium formate
AN003926 | chromatography_metadata | SOLVENT_B | 80% isopropanol/20% acetonitrile; 0.1% formic acid; 10 mM ammonium formate
AN003926 | chromatography_metadata | CHROMATOGRAPHY_TYPE | Reversed phase
AN003926 | missingness | n_missing | 46528
AN003926 | missingness | n_value | 100293
AN003926 | missingness | perc_missing | 46.3920712312923
AN003926 | binomial_statistics | estimate | 0.620351069665387
AN003926 | binomial_statistics | statistic | 22618
AN003926 | binomial_statistics | p.value | 0
AN003926 | binomial_statistics | parameter | 36460
AN003926 | binomial_statistics | conf.low | 0.616149870814547
AN003926 | binomial_statistics | conf.high | 1
AN003926 | binomial_statistics | method | Exact binomial test
AN003926 | binomial_statistics | alternative | greater
AN003930 | measurement_metadata | INSTRUMENT_NAME | Thermo Q Exactive HF-X Orbitrap
AN003930 | measurement_metadata | INSTRUMENT_TYPE | Orbitrap
AN003930 | measurement_metadata | MS_TYPE | ESI
AN003930 | measurement_metadata | ION_MODE | NEGATIVE
AN003930 | measurement_metadata | MS_COMMENTS | HESI source conditions are as follows: sheath gas flow 55, auxiliary gas flow 15, sweep gas flow 3, capillary temperature 275°C, S-lens RF level 50, auxiliary gas heater temperature 450 °C, and needle voltage 3500 V and -3500 V for positive and negative ionization mode, respectively. DDA MS/MS spectra were acquired for the top 4 ions. MS scans were collected with 60k resolving power from 120-1700 m/z, AGC target of 106 ions, and maximum accumulation time of 100 ms. MS/MS spectra were collected with 15k resolving power, 1 Da isolation window, normalized collision energy of 20, 30, 60, 2 s dynamic exclusion window, 8×103 AGC target, and 50 ms maximum accumulation time. Spectra were stored in centroid mode. Three rounds of iterative exclusion MS/MS were acquired for each pooled QC sample.
AN003930 | chromatography_metadata | CHROMATOGRAPHY_TYPE | Reversed phase
AN003930 | chromatography_metadata | INSTRUMENT_NAME | Thermo Vanquish
AN003930 | chromatography_metadata | COLUMN_NAME | Waters Acquity UPLC CSH C18 column (100 mm length × 2.1 mm i.d.; 1.7-µm particle size)
AN003930 | chromatography_metadata | SOLVENT_A | 90% acetonitrile/10%; water 10 mM ammonium acetate
AN003930 | chromatography_metadata | SOLVENT_B | 80% isopropanol/20% acetonitrile; 10 mM ammonium acetate
AN003930 | chromatography_metadata | FLOW_GRADIENT | 15% B from 0 to 0.6 min, 30% B by 2 min, 48% B by 2.5 min, 82% B by 11 min, 99% B from 11.5 to 12 min, and 15% B from 12.1 to 14.2 min
AN003930 | chromatography_metadata | FLOW_RATE | 600 µL/min
AN003930 | chromatography_metadata | COLUMN_TEMPERATURE | 65
AN003930 | missingness | n_missing | 73220
AN003930 | missingness | n_value | 140675
AN003930 | missingness | perc_missing | 52.0490492269415
AN003930 | binomial_statistics | estimate | 0.61080096374214
AN003930 | binomial_statistics | statistic | 31182
AN003930 | binomial_statistics | p.value | 0
AN003930 | binomial_statistics | parameter | 51051
AN003930 | binomial_statistics | conf.low | 0.607237129882169
AN003930 | binomial_statistics | conf.high | 1
AN003930 | binomial_statistics | method | Exact binomial test
AN003930 | binomial_statistics | alternative | greater
AN003931 | measurement_metadata | INSTRUMENT_NAME | Thermo Q Exactive Orbitrap
AN003931 | measurement_metadata | INSTRUMENT_TYPE | Orbitrap
AN003931 | measurement_metadata | MS_TYPE | ESI
AN003931 | measurement_metadata | ION_MODE | POSITIVE
AN003931 | measurement_metadata | MS_COMMENTS | .raw files containing both pos and neg data (produced by using polarity switching) were converted to a readable format .mzxml, these files were combined and features aligned. Compiled data matrix was imported to IDEOM for metabolite ID and filtering.
AN003931 | measurement_metadata | CAPILLARY_VOLTAGE | 4 kV
AN003931 | measurement_metadata | COLLISION_GAS | NA
AN003931 | measurement_metadata | ION_SOURCE_TEMPERATURE | 120 C
AN003931 | measurement_metadata | MASS_ACCURACY | 1-2 ppm
AN003931 | chromatography_metadata | CHROMATOGRAPHY_SUMMARY | pHILIC chromatography at pH9 using Orbitrap high resolution accurate mass MS detection with posneg switching
AN003931 | chromatography_metadata | CHROMATOGRAPHY_TYPE | HILIC
AN003931 | chromatography_metadata | INSTRUMENT_NAME | Thermo Dionex Ultimate 3000 RS
AN003931 | chromatography_metadata | COLUMN_NAME | Merck SeQuant ZIC-HILIC (150 x 4.6mm,5um)
AN003931 | chromatography_metadata | SOLVENT_A | 100% water; 20 mM ammonium carbonate
AN003931 | chromatography_metadata | SOLVENT_B | 100% acetonitrile
AN003931 | chromatography_metadata | FLOW_GRADIENT | 0 min - 80%B, 15 min - 50%B, 18 min - 5%B, 21 min - 5%B, 24 min - 80%B, 32 min - 80%B
AN003931 | chromatography_metadata | FLOW_RATE | 0.3 ml/min
AN003931 | chromatography_metadata | COLUMN_TEMPERATURE | 25 C
AN003931 | chromatography_metadata | COLUMN_PRESSURE | 60 bar at starting conditions
AN003931 | chromatography_metadata | INJECTION_TEMPERATURE | 4 C
AN003931 | chromatography_metadata | INTERNAL_STANDARD | CAPS, CHAPS, PIPES
AN003931 | chromatography_metadata | ANALYTICAL_TIME | 32 min
AN003931 | chromatography_metadata | CAPILLARY_VOLTAGE | 3.5 kV
AN003931 | chromatography_metadata | OVEN_TEMPERATURE | 25 C
AN003931 | chromatography_metadata | WASHING_BUFFER | syringe wash 50% IPA
AN003931 | chromatography_metadata | SAMPLE_LOOP_SIZE | 25 uL
AN003931 | chromatography_metadata | SAMPLE_SYRINGE_SIZE | 25 uL
AN003931 | chromatography_metadata | RANDOMIZATION_ORDER | yes
AN003931 | missingness | n_missing | 315
AN003931 | missingness | n_value | 1980
AN003931 | missingness | perc_missing | 15.9090909090909
AN003931 | binomial_statistics | estimate | 0.952941176470588
AN003931 | binomial_statistics | statistic | 81
AN003931 | binomial_statistics | p.value | 5.49871155627981e-20
AN003931 | binomial_statistics | parameter | 85
AN003931 | binomial_statistics | conf.low | 0.895544097224428
AN003931 | binomial_statistics | conf.high | 1
AN003931 | binomial_statistics | method | Exact binomial test
AN003931 | binomial_statistics | alternative | greater
AN003932 | measurement_metadata | INSTRUMENT_NAME | Thermo Q Exactive Orbitrap
AN003932 | measurement_metadata | INSTRUMENT_TYPE | Orbitrap
AN003932 | measurement_metadata | MS_TYPE | ESI
AN003932 | measurement_metadata | ION_MODE | NEGATIVE
AN003932 | measurement_metadata | MS_COMMENTS | .raw files containing both pos and neg data (produced by using polarity switching) were converted to a readable format .mzxml, these files were combined and features aligned. Compiled data matrix was imported to IDEOM for metabolite ID and filtering.
AN003932 | measurement_metadata | CAPILLARY_VOLTAGE | 3.5 kV
AN003932 | measurement_metadata | COLLISION_GAS | NA
AN003932 | measurement_metadata | ION_SOURCE_TEMPERATURE | 120 C
AN003932 | measurement_metadata | MASS_ACCURACY | 1-2 ppm
AN003932 | chromatography_metadata | CHROMATOGRAPHY_SUMMARY | pHILIC chromatography at pH9 using Orbitrap high resolution accurate mass MS detection with posneg switching
AN003932 | chromatography_metadata | CHROMATOGRAPHY_TYPE | HILIC
AN003932 | chromatography_metadata | INSTRUMENT_NAME | Thermo Dionex Ultimate 3000 RS
AN003932 | chromatography_metadata | COLUMN_NAME | Merck SeQuant ZIC-HILIC (150 x 4.6mm,5um)
AN003932 | chromatography_metadata | SOLVENT_A | 100% water; 20 mM ammonium carbonate
AN003932 | chromatography_metadata | SOLVENT_B | 100% acetonitrile
AN003932 | chromatography_metadata | FLOW_GRADIENT | 0 min - 80%B, 15 min - 50%B, 18 min - 5%B, 21 min - 5%B, 24 min - 80%B, 32 min - 80%B
AN003932 | chromatography_metadata | FLOW_RATE | 0.3 ml/min
AN003932 | chromatography_metadata | COLUMN_TEMPERATURE | 25 C
AN003932 | chromatography_metadata | COLUMN_PRESSURE | 60 bar at starting conditions
AN003932 | chromatography_metadata | INJECTION_TEMPERATURE | 4 C
AN003932 | chromatography_metadata | INTERNAL_STANDARD | CAPS, CHAPS, PIPES
AN003932 | chromatography_metadata | ANALYTICAL_TIME | 32 min
AN003932 | chromatography_metadata | CAPILLARY_VOLTAGE | 3.5 kV
AN003932 | chromatography_metadata | OVEN_TEMPERATURE | 25 C
AN003932 | chromatography_metadata | WASHING_BUFFER | syringe wash 50% IPA
AN003932 | chromatography_metadata | SAMPLE_LOOP_SIZE | 25 uL
AN003932 | chromatography_metadata | SAMPLE_SYRINGE_SIZE | 25 uL
AN003932 | chromatography_metadata | RANDOMIZATION_ORDER | yes
AN003932 | missingness | n_missing | 68
AN003932 | missingness | n_value | 1170
AN003932 | missingness | perc_missing | 5.81196581196581
AN003932 | binomial_statistics | estimate | 0.865853658536585
AN003932 | binomial_statistics | statistic | 71
AN003932 | binomial_statistics | p.value | 3.40689150633735e-12
AN003932 | binomial_statistics | parameter | 82
AN003932 | binomial_statistics | conf.low | 0.787737144733078
AN003932 | binomial_statistics | conf.high | 1
AN003932 | binomial_statistics | method | Exact binomial test
AN003932 | binomial_statistics | alternative | greater
AN003935 | measurement_metadata | INSTRUMENT_NAME | Thermo Q Exactive Orbitrap
AN003935 | measurement_metadata | INSTRUMENT_TYPE | Orbitrap
AN003935 | measurement_metadata | MS_TYPE | ESI
AN003935 | measurement_metadata | MS_COMMENTS | The raw scans were analysed and quantified with LipidSearch 5.0 and the statistical analysis was conducted through Metaboanalyst 5.0.
AN003935 | measurement_metadata | ION_MODE | UNSPECIFIED
AN003935 | chromatography_metadata | INSTRUMENT_NAME | Thermo Vanquish
AN003935 | chromatography_metadata | COLUMN_NAME | Thermo Accucore C18 (150 x 2.1mm,2.6um)
AN003935 | chromatography_metadata | COLUMN_TEMPERATURE | 55
AN003935 | chromatography_metadata | FLOW_GRADIENT | The gradient began at 10% B for 1 min, then shifted to 30% B for 1.5min, 50% for 3.5min, 60% for 10min, 80% for 2 min, 95% for 2 min, then stayed at 100% B for 6 min before ramping down to 10% B for 2 min.
AN003935 | chromatography_metadata | FLOW_RATE | 260 ul/min
AN003935 | chromatography_metadata | SOLVENT_A | 50% acetonitrile/50% water; 0.1% formic acid; 5mM ammonium formate
AN003935 | chromatography_metadata | SOLVENT_B | 88% isopropanol/10% acetonitrile/2% water; 0.1% formic acid; 5mM ammonium formate
AN003935 | chromatography_metadata | CHROMATOGRAPHY_TYPE | Reversed phase
AN003935 | missingness | n_missing | 69160
AN003935 | missingness | n_value | 163800
AN003935 | missingness | perc_missing | 42.2222222222222
AN003935 | binomial_statistics | estimate | 0.620712148817959
AN003935 | binomial_statistics | statistic | 27595
AN003935 | binomial_statistics | p.value | 0
AN003935 | binomial_statistics | parameter | 44457
AN003935 | binomial_statistics | conf.low | 0.616909972382652
AN003935 | binomial_statistics | conf.high | 1
AN003935 | binomial_statistics | method | Exact binomial test
AN003935 | binomial_statistics | alternative | greater
AN003937 | measurement_metadata | INSTRUMENT_NAME | Bruker timsTOF
AN003937 | measurement_metadata | INSTRUMENT_TYPE | QTOF
AN003937 | measurement_metadata | MS_TYPE | ESI
AN003937 | measurement_metadata | ION_MODE | POSITIVE
AN003937 | measurement_metadata | MS_COMMENTS | Metabolomics Data Processing. For metabolomic analysis, MetaboScape® 4.0 program (Bruker Daltonics, Billerica, MA, USA) was employed for data processing, feature extrac-tion and metabolite identification. The T-ReX 2D/3D workflow was used to identify the molecular features with the following settings: The minimum peak length was set to 7 spectra and the minimum intensity threshold was 1000 counts for peaks detection. The peak area was employed for quantification and the injected external calibrant in the in-terval of 0–0.3 min was used to recalibrate the mass spectra. The selected mass to charge ratio (m/z) and retention time for scanning were in the ranges of 20–1300 m/z and 0.3–30 min, respectively. MS/MS spectra for features were averaged on import and features found at least in 12 of the 40 injections were taken into further consideration. Metabolites were identified by matching to the human metabolome database (HMDB) by combined MS/MS, precursor m/z values, and isotopic pattern scores. Where multiple features matched a given database entry, the annotation quality score (AQ score) was used to select only the best matching feature.
AN003937 | chromatography_metadata | CHROMATOGRAPHY_TYPE | Reversed phase
AN003937 | chromatography_metadata | INSTRUMENT_NAME | Bruker Elute
AN003937 | chromatography_metadata | COLUMN_NAME | Hamilton Intensity Solo 2 C18(100 x 2.1 mm, 1.8 um)
AN003937 | chromatography_metadata | SOLVENT_A | 100% water; 0.1% formic acid
AN003937 | chromatography_metadata | SOLVENT_B | 100% acetonitrile; 0.1% formic acid
AN003937 | chromatography_metadata | FLOW_GRADIENT | 1%B to 99%B in 15 min
AN003937 | chromatography_metadata | FLOW_RATE | 250 uL/min
AN003937 | chromatography_metadata | COLUMN_TEMPERATURE | 35
AN003937 | missingness | n_missing | 702
AN003937 | missingness | n_value | 5508
AN003937 | missingness | perc_missing | 12.7450980392157
AN003937 | binomial_statistics | estimate | 0.761229314420804
AN003937 | binomial_statistics | statistic | 644
AN003937 | binomial_statistics | p.value | 8.9194005466106e-55
AN003937 | binomial_statistics | parameter | 846
AN003937 | binomial_statistics | conf.low | 0.735871685121771
AN003937 | binomial_statistics | conf.high | 1
AN003937 | binomial_statistics | method | Exact binomial test
AN003937 | binomial_statistics | alternative | greater
AN003942 | measurement_metadata | INSTRUMENT_NAME | Thermo Q Exactive Plus Orbitrap
AN003942 | measurement_metadata | INSTRUMENT_TYPE | Orbitrap
AN003942 | measurement_metadata | MS_TYPE | ESI
AN003942 | measurement_metadata | ION_MODE | POSITIVE
AN003942 | measurement_metadata | MS_COMMENTS | Samples were run in a semi-random order where WT or UBXD8 KO samples were interspersed with blank samples. Lipids were ionized using a heated electrospray ionization (HESI) source and nitrogen gas and measured using a Q-Exactive Plus mass spectrometer operating at a MS1 resolution of either 70,000 or 140,000 and a MS2 resolution of 35,000. MS1 Spectra were collected over a mass range of 200 to 1,600 m/z with an automatic gain control (AGC) setting of 1e6 and transient times of 250 ms (70,000 resolution) or 520 ms (140,000 resolution). MS2 spectra were collected using a transient time of 120 ms and an AGC setting of 1e5. Each sample was analyzed using negative and positive ion modes. The mass analyzer was calibrated weekly. SPLASH LIPIDOMIX mass spectrometry standards (Avanti Polar Lipids) were used in determining extraction efficiencies and lipid quantitation. Lipids were identified and quantified using MAVEN, and EI-MAVEN (Elucidata). UHPLC retention time, MS1 peaks, and MS2 fragments were used to identify lipids. Lipids were included if they were observed in 3-6 samples in both UBXD8 KO and WT cells. Missing values in a sample were not imputed. The following lipid classes were included in the analysis: cholesteryl esters (CE), diacylglycerol (DG), phosphatidylcholine (PC), phosphatidylethanolamine (PE), phosphatidylglycerol (PG), phosphatidylinositol (PI), phosphatidylserine (PS), and triacylglycerol (TG). Guidelines from the Lipidomic Standards Initiative were followed for lipid species identification and quantification, including consideration of isotopic patterns resulting from naturally occurring 13C atoms and isomeric overlap. The following MS2 information was used to confirm each lipid species: PC fragment of 184.073 (positive mode) and tail identification using formic adduct (negative mode); PE fragment of 196.038 or the tail plus 197.046 (negative mode) and neutral loss (NL) of 141.019 (positive mode); PG fragment of 152.996 plus the identification of the FA tails (negative mode) and NL 189.04 of [M+NH4]+ adduct (positive mode); PI fragment of 241.012 (negative) and NL 277.056 of [M+NH4]+ adduct (positive mode); PS NL of 87.032 (negative); DG and TG by NL of FA tails (positive mode); and CE fragment of 369.352 or neutral loss of 368.35 (positive).
AN003942 | chromatography_metadata | CHROMATOGRAPHY_TYPE | Reversed phase
AN003942 | chromatography_metadata | INSTRUMENT_NAME | Thermo Vanquish
AN003942 | chromatography_metadata | COLUMN_NAME | Phenomenex Kinetex C18 (150 x 2.1mm,2.6um)
AN003942 | chromatography_metadata | SOLVENT_A | 40% water; 60% methanol 10mM ammonium formate and 0.1% formic acid
AN003942 | chromatography_metadata | SOLVENT_B | 10% methanol; 90% isopropanol 10mM ammonium formate and 0.1% formic acid
AN003942 | chromatography_metadata | FLOW_GRADIENT | 25% to 100%
AN003942 | chromatography_metadata | FLOW_RATE | 0.25mL per min
AN003942 | chromatography_metadata | COLUMN_TEMPERATURE | 60
AN003942 | missingness | n_missing | 768
AN003942 | missingness | n_value | 3680
AN003942 | missingness | perc_missing | 20.8695652173913
AN003942 | binomial_statistics | estimate | 0.568467336683417
AN003942 | binomial_statistics | statistic | 905
AN003942 | binomial_statistics | p.value | 2.56413829024717e-08
AN003942 | binomial_statistics | parameter | 1592
AN003942 | binomial_statistics | conf.low | 0.547653715263034
AN003942 | binomial_statistics | conf.high | 1
AN003942 | binomial_statistics | method | Exact binomial test
AN003942 | binomial_statistics | alternative | greater
AN003957 | measurement_metadata | INSTRUMENT_NAME | Thermo Exactive Plus Orbitrap
AN003957 | measurement_metadata | INSTRUMENT_TYPE | Orbitrap
AN003957 | measurement_metadata | MS_TYPE | ESI
AN003957 | measurement_metadata | ION_MODE | POSITIVE
AN003957 | measurement_metadata | MS_COMMENTS | EL-MAVEN
AN003957 | chromatography_metadata | CHROMATOGRAPHY_TYPE | HILIC
AN003957 | chromatography_metadata | INSTRUMENT_NAME | Thermo Vanquish
AN003957 | chromatography_metadata | COLUMN_NAME | Waters Acquity BEH Amide (150 x 2.1mm, 1.7um)
AN003957 | chromatography_metadata | SOLVENT_A | 95% water/5% acetonitrile; 20 mM acetic acid; 40 mM ammonium hydroxide, pH 9.4
AN003957 | chromatography_metadata | SOLVENT_B | 20% water/80% acetonitrile; 20 mM acetic acid; 40 mM ammonium hydroxide, pH 9.4
AN003957 | chromatography_metadata | FLOW_GRADIENT | 0 min, 100% B; 3 min, 100% B; 3.2 min, 90% B; 6.2 min, 90% B; 6.5 min, 80% B; 10.5 min, 80% B; 10.7 min, 70% B; 13.5 min, 70% B; 13.7 min, 45% B; 16 min, 45% B; 16.5 min, 100% B; and 22 min, 100% B
AN003957 | chromatography_metadata | FLOW_RATE | 0.3mL/min
AN003957 | chromatography_metadata | COLUMN_TEMPERATURE | 25
AN003957 | missingness | n_missing | 476
AN003957 | missingness | n_value | 8792
AN003957 | missingness | perc_missing | 5.4140127388535
AN003957 | binomial_statistics | estimate | 0.970164609053498
AN003957 | binomial_statistics | statistic | 943
AN003957 | binomial_statistics | p.value | 8.41318164590796e-238
AN003957 | binomial_statistics | parameter | 972
AN003957 | binomial_statistics | conf.low | 0.959541325587512
AN003957 | binomial_statistics | conf.high | 1
AN003957 | binomial_statistics | method | Exact binomial test
AN003957 | binomial_statistics | alternative | greater
AN003958 | measurement_metadata | INSTRUMENT_NAME | Thermo Exactive Plus Orbitrap
AN003958 | measurement_metadata | INSTRUMENT_TYPE | Orbitrap
AN003958 | measurement_metadata | MS_TYPE | ESI
AN003958 | measurement_metadata | ION_MODE | NEGATIVE
AN003958 | measurement_metadata | MS_COMMENTS | EL-MAVEN
AN003958 | chromatography_metadata | CHROMATOGRAPHY_TYPE | HILIC
AN003958 | chromatography_metadata | INSTRUMENT_NAME | Thermo Vanquish
AN003958 | chromatography_metadata | COLUMN_NAME | Waters Acquity BEH Amide (150 x 2.1mm, 1.7um)
AN003958 | chromatography_metadata | SOLVENT_A | 95% water/5% acetonitrile; 20 mM acetic acid; 40 mM ammonium hydroxide, pH 9.4
AN003958 | chromatography_metadata | SOLVENT_B | 20% water/80% acetonitrile; 20 mM acetic acid; 40 mM ammonium hydroxide, pH 9.4
AN003958 | chromatography_metadata | FLOW_GRADIENT | 0 min, 100% B; 3 min, 100% B; 3.2 min, 90% B; 6.2 min, 90% B; 6.5 min, 80% B; 10.5 min, 80% B; 10.7 min, 70% B; 13.5 min, 70% B; 13.7 min, 45% B; 16 min, 45% B; 16.5 min, 100% B; and 22 min, 100% B
AN003958 | chromatography_metadata | FLOW_RATE | 0.3mL/min
AN003958 | chromatography_metadata | COLUMN_TEMPERATURE | 25
AN003958 | missingness | n_missing | 404
AN003958 | missingness | n_value | 8736
AN003958 | missingness | perc_missing | 4.62454212454212
AN003958 | binomial_statistics | estimate | 0.935714285714286
AN003958 | binomial_statistics | statistic | 524
AN003958 | binomial_statistics | p.value | 2.08435487696485e-112
AN003958 | binomial_statistics | parameter | 560
AN003958 | binomial_statistics | conf.low | 0.9159881317693
AN003958 | binomial_statistics | conf.high | 1
AN003958 | binomial_statistics | method | Exact binomial test
AN003958 | binomial_statistics | alternative | greater
AN003973 | measurement_metadata | INSTRUMENT_NAME | Thermo Q Exactive HF hybrid Orbitrap
AN003973 | measurement_metadata | INSTRUMENT_TYPE | Orbitrap
AN003973 | measurement_metadata | MS_TYPE | ESI
AN003973 | measurement_metadata | ION_MODE | NEGATIVE
AN003973 | measurement_metadata | MS_COMMENTS | The ion source conditions were set as follows: spray voltage, -3.0 kV; sheath gas flow rate, 60 arbitrary units; aux gas flow rate, 25 arbitrary units; sweep gas flow rate, 2 arbitrary units; capillary temp, 300 °C; S-lens RF level, 50; Aux gas heater temp, 370 °C. The following acquisition parameters were used for MS1 analysis: resolution, 60000, AGC target, 1e6; Maximum IT, 100 ms; scan range 60-900 m/z; spectrum data type, centroid. Data dependent MS/MS parameters: resolution, 15000; AGC target, 1e5; maximum IT, 50 ms; loop count, 4; TopN, 4; isolation window, 1.0 m/z; fixed first mass, 70.0 m/z; (N)CE/ stepped nce, 20, 30, 40; spectrum data type, centroid; minimum AGC target, 8e3; intensity threshold, 1.6e5; exclude isotopes, on; dynamic exclusion, 3.0 s. To increase the total number of MS/MS spectra, five runs with iterative MS/MS exclusions were performed using the R package “IE-Omics”18 for both positive and negative electrospray conditions.
AN003973 | chromatography_metadata | CHROMATOGRAPHY_TYPE | Reversed phase
AN003973 | chromatography_metadata | INSTRUMENT_NAME | Thermo Vanquish
AN003973 | chromatography_metadata | COLUMN_NAME | Waters Acquity CSH C18 (100 x 2.1mm, 1.7um)
AN003973 | missingness | n_missing | 2610
AN003973 | missingness | n_value | 22185
AN003973 | missingness | perc_missing | 11.7647058823529
AN003973 | binomial_statistics | estimate | 0.92654028436019
AN003973 | binomial_statistics | statistic | 782
AN003973 | binomial_statistics | p.value | 8.0206354942622e-160
AN003973 | binomial_statistics | parameter | 844
AN003973 | binomial_statistics | conf.low | 0.910037495478482
AN003973 | binomial_statistics | conf.high | 1
AN003973 | binomial_statistics | method | Exact binomial test
AN003973 | binomial_statistics | alternative | greater
AN003974 | measurement_metadata | INSTRUMENT_NAME | Thermo Q Exactive HF hybrid Orbitrap
AN003974 | measurement_metadata | INSTRUMENT_TYPE | Orbitrap
AN003974 | measurement_metadata | MS_TYPE | ESI
AN003974 | measurement_metadata | ION_MODE | POSITIVE
AN003974 | measurement_metadata | MS_COMMENTS | The ion source conditions were set as follows: spray voltage, -3.0 kV; sheath gas flow rate, 60 arbitrary units; aux gas flow rate, 25 arbitrary units; sweep gas flow rate, 2 arbitrary units; capillary temp, 300 °C; S-lens RF level, 50; Aux gas heater temp, 370 °C. The following acquisition parameters were used for MS1 analysis: resolution, 60000, AGC target, 1e6; Maximum IT, 100 ms; scan range 60-900 m/z; spectrum data type, centroid. Data dependent MS/MS parameters: resolution, 15000; AGC target, 1e5; maximum IT, 50 ms; loop count, 4; TopN, 4; isolation window, 1.0 m/z; fixed first mass, 70.0 m/z; (N)CE/ stepped nce, 20, 30, 40; spectrum data type, centroid; minimum AGC target, 8e3; intensity threshold, 1.6e5; exclude isotopes, on; dynamic exclusion, 3.0 s. To increase the total number of MS/MS spectra, five runs with iterative MS/MS exclusions were performed using the R package “IE-Omics”18 for both positive and negative electrospray conditions.
AN003974 | chromatography_metadata | CHROMATOGRAPHY_TYPE | HILIC
AN003974 | chromatography_metadata | INSTRUMENT_NAME | Agilent 6490
AN003974 | chromatography_metadata | COLUMN_NAME | Agilent HP5-MS (30m x 0.25mm, 0.25 um)
AN003974 | missingness | n_missing | 848
AN003974 | missingness | n_value | 13685
AN003974 | missingness | perc_missing | 6.19656558275484
AN003974 | binomial_statistics | estimate | 0.735104091888012
AN003974 | binomial_statistics | statistic | 1024
AN003974 | binomial_statistics | p.value | 9.6977202976681e-72
AN003974 | binomial_statistics | parameter | 1393
AN003974 | binomial_statistics | conf.low | 0.714940305586398
AN003974 | binomial_statistics | conf.high | 1
AN003974 | binomial_statistics | method | Exact binomial test
AN003974 | binomial_statistics | alternative | greater
AN003975 | measurement_metadata | INSTRUMENT_NAME | Thermo Q Exactive HF hybrid Orbitrap
AN003975 | measurement_metadata | INSTRUMENT_TYPE | Orbitrap
AN003975 | measurement_metadata | MS_TYPE | ESI
AN003975 | measurement_metadata | ION_MODE | NEGATIVE
AN003975 | measurement_metadata | MS_COMMENTS | The ion source conditions were set as follows: spray voltage, -3.0 kV; sheath gas flow rate, 60 arbitrary units; aux gas flow rate, 25 arbitrary units; sweep gas flow rate, 2 arbitrary units; capillary temp, 300 °C; S-lens RF level, 50; Aux gas heater temp, 370 °C. The following acquisition parameters were used for MS1 analysis: resolution, 60000, AGC target, 1e6; Maximum IT, 100 ms; scan range 60-900 m/z; spectrum data type, centroid. Data dependent MS/MS parameters: resolution, 15000; AGC target, 1e5; maximum IT, 50 ms; loop count, 4; TopN, 4; isolation window, 1.0 m/z; fixed first mass, 70.0 m/z; (N)CE/ stepped nce, 20, 30, 40; spectrum data type, centroid; minimum AGC target, 8e3; intensity threshold, 1.6e5; exclude isotopes, on; dynamic exclusion, 3.0 s. To increase the total number of MS/MS spectra, five runs with iterative MS/MS exclusions were performed using the R package “IE-Omics”18 for both positive and negative electrospray conditions.
AN003975 | chromatography_metadata | CHROMATOGRAPHY_TYPE | HILIC
AN003975 | chromatography_metadata | INSTRUMENT_NAME | Agilent 6490
AN003975 | chromatography_metadata | COLUMN_NAME | Agilent HP5-MS (30m x 0.25mm, 0.25 um)
AN003975 | missingness | n_missing | 1318
AN003975 | missingness | n_value | 15470
AN003975 | missingness | perc_missing | 8.51971557853911
AN003975 | binomial_statistics | estimate | 0.92948717948718
AN003975 | binomial_statistics | statistic | 1160
AN003975 | binomial_statistics | p.value | 1.5238974363897e-239
AN003975 | binomial_statistics | parameter | 1248
AN003975 | binomial_statistics | conf.low | 0.916396358877651
AN003975 | binomial_statistics | conf.high | 1
AN003975 | binomial_statistics | method | Exact binomial test
AN003975 | binomial_statistics | alternative | greater
AN004005 | measurement_metadata | INSTRUMENT_NAME | ABI Sciex 4000 QTrap
AN004005 | measurement_metadata | INSTRUMENT_TYPE | Triple quadrupole
AN004005 | measurement_metadata | MS_TYPE | ESI
AN004005 | measurement_metadata | ION_MODE | UNSPECIFIED
AN004005 | measurement_metadata | MS_COMMENTS | The samples were applied to a Kinetex C18 column (Kinetex C18, 2.1 x 150 mm, 1.7 µm particle; Phenomenex, Inc., Torrance, CA, USA) connected with ESI-MS/MS on a liquid chromatography (NexeraX2 system; Shimadzu Co., Kyoto, Japan) coupled with a 4000Q-TRAP quadrupole-linear ion trap hybrid mass spectrometer (AB Sciex, Framingham, MA, USA). For analyses of free fatty acids (FFAs), lysophospholipids (LPLs) and phospholipids, the samples were applied to the column and separated by a step gradient with mobile phase A (acetonitrile/methanol/water =1/1/1 (v/v/v) containing 5 mM phosphoric acid and 1 mM ammonium formate) and mobile phase B (2-propanol containing 5 µM phosphoric acid and 1 mM ammonium formate) at a flow rate of 0.2 mL/min at 50°C. For analyses of oxygenated fatty acid metabolites, the samples were applied to the column and separated using a step gradient including mobile phase C (water containing 0.1 % acetic acid) and mobile phase D (acetonitrile/methanol = 4/1 (v/v)) at a flow rate of 0.2 mL/ min at 45°C. Identification of phospholipids, LPLs, FFAs, and oxygenated PUFAs (polyunsaturated fatty acids) metabolites was conducted by multiple reaction monitoring (MRM) transition, and quantification was performed based on the peak area of the MRM transition and the calibration curve obtained with an authentic standard for each compound.
AN004005 | chromatography_metadata | CHROMATOGRAPHY_TYPE | Reversed phase
AN004005 | chromatography_metadata | INSTRUMENT_NAME | Shimadzu Nexera X2
AN004005 | chromatography_metadata | COLUMN_NAME | Phenomenex Kinetex C18 (150 x 2.1mm,1.7um)
AN004005 | chromatography_metadata | SOLVENT_A | acetonitrile/methanol/water = 1/1/1 (v/v/v) containing 5 mM phosphoric acid and 1 mM ammonium formate
AN004005 | chromatography_metadata | SOLVENT_B | 2-propanol containing 5 uM phosphoric acid and 1 mM ammonium formate
AN004005 | chromatography_metadata | FLOW_GRADIENT | linear
AN004005 | chromatography_metadata | FLOW_RATE | 0.2 mL/min
AN004005 | chromatography_metadata | COLUMN_TEMPERATURE | 50
AN004005 | missingness | n_missing | 3841
AN004005 | missingness | n_value | 7680
AN004005 | missingness | perc_missing | 50.0130208333333
AN004005 | binomial_statistics | estimate | 0.49101328470956
AN004005 | binomial_statistics | statistic | 1885
AN004005 | binomial_statistics | p.value | 0.870714272609401
AN004005 | binomial_statistics | parameter | 3839
AN004005 | binomial_statistics | conf.low | 0.477619939690442
AN004005 | binomial_statistics | conf.high | 1
AN004005 | binomial_statistics | method | Exact binomial test
AN004005 | binomial_statistics | alternative | greater
AN004009 | measurement_metadata | INSTRUMENT_NAME | Thermo Q Exactive Orbitrap
AN004009 | measurement_metadata | INSTRUMENT_TYPE | Orbitrap
AN004009 | measurement_metadata | MS_TYPE | ESI
AN004009 | measurement_metadata | ION_MODE | UNSPECIFIED
AN004009 | measurement_metadata | MS_COMMENTS | Briefly, Dionex Ultimate ultra-high-performance liquid chromatography (UPLC) system coupled to Orbitrap Q-Exactive mass spectrometer (Thermo Fisher Scientific) was used. The resolution was set to 35,000 at 200 mass/charge ratio (m/z) with electrospray ionization and polarity switching mode to enable both positive and negative ions across a mass range of 67–1000 m/z.
AN004009 | chromatography_metadata | CHROMATOGRAPHY_SUMMARY | UPLC setup consisted a ZIC-pHILIC column (SeQuant; 150 mm × 2.1 mm, 5 μm; Merck). 5 µl of cells or kidney extracts were injected using an autosampler. Compounds were separated using a 15 minutes gradient, starting at 20% aqueous (20 mM ammonium carbonate adjusted to pH 9.2 with 0.1% of 25% ammonium hydroxide) and 80% organic (acetonitrile), terminated with 20% acetonitrile. Flow rate and column temperature were kept at 0.2 ml/min and 45°C, respectively for a total run time of 27 min
AN004009 | chromatography_metadata | CHROMATOGRAPHY_TYPE | HILIC
AN004009 | chromatography_metadata | INSTRUMENT_NAME | Thermo Dionex Ultimate 3000
AN004009 | chromatography_metadata | COLUMN_NAME | Merck SeQuant ZIC-pHILIC (150 x 2.1mm,5um)
AN004009 | chromatography_metadata | SOLVENT_A | 20% water/80% acetonitrile; 20 mM ammonium carbonate; 0.1% of 25% ammonium hydroxide (adjusted to pH 9.2)
AN004009 | chromatography_metadata | SOLVENT_B | 80%water/20% acetonitrile
AN004009 | chromatography_metadata | FLOW_GRADIENT | 15 min terminated with 20% acetonitrile
AN004009 | chromatography_metadata | FLOW_RATE | 0.2 ml/min
AN004009 | chromatography_metadata | COLUMN_TEMPERATURE | 45
AN004009 | missingness | n_missing | 48
AN004009 | missingness | n_value | 7748
AN004009 | missingness | perc_missing | 0.619514713474445
AN004009 | binomial_statistics | estimate | 0.994252873563218
AN004009 | binomial_statistics | statistic | 173
AN004009 | binomial_statistics | p.value | 7.30834100415832e-51
AN004009 | binomial_statistics | parameter | 174
AN004009 | binomial_statistics | conf.low | 0.973027969394022
AN004009 | binomial_statistics | conf.high | 1
AN004009 | binomial_statistics | method | Exact binomial test
AN004009 | binomial_statistics | alternative | greater
AN004011 | measurement_metadata | INSTRUMENT_NAME | Agilent 6550 QTOF
AN004011 | measurement_metadata | INSTRUMENT_TYPE | QTOF
AN004011 | measurement_metadata | MS_TYPE | ESI
AN004011 | measurement_metadata | ION_MODE | POSITIVE
AN004011 | measurement_metadata | MS_COMMENTS | Full mass spectra were acquired at 1.67 spectra/s in the range 50–1000 m/z. Data files were divided according to respective groupings of samples, pooled QC, and matrix samples. Parameters for peak picking grouping, and alignment with ‘XCMS’ included centwave feature detection, orbiwarp retention time correction, minimum fraction of samples in one group to be a valid group = 0.25, isotopic ppm error = 10. The resulting peak table of retention times, m/z values, and peak areas was exported for data processing. Missing values in the peak table were filled using the peakFill() function in XCMS.
AN004011 | chromatography_metadata | CHROMATOGRAPHY_SUMMARY | Reverse-phase positive
AN004011 | chromatography_metadata | CHROMATOGRAPHY_TYPE | Reversed phase
AN004011 | chromatography_metadata | INSTRUMENT_NAME | Agilent 6550
AN004011 | chromatography_metadata | COLUMN_NAME | Agilent Zorbax StableBond Aq (50 x 2.1mm,1.8um)
AN004011 | chromatography_metadata | SOLVENT_A | 0.2% acetic acid in water
AN004011 | chromatography_metadata | SOLVENT_B | 0.2% acetic acid in methanol
AN004011 | chromatography_metadata | FLOW_GRADIENT | 2–98% B in 13 min, hold at 98% B for 6 min
AN004011 | chromatography_metadata | FLOW_RATE | 0.550 mL/min flow rate
AN004011 | chromatography_metadata | COLUMN_TEMPERATURE | 60
AN004011 | missingness | n_missing | 2512
AN004011 | missingness | n_value | 22848
AN004011 | missingness | perc_missing | 10.9943977591036
AN004011 | binomial_statistics | estimate | 0.725531028738026
AN004011 | binomial_statistics | statistic | 3484
AN004011 | binomial_statistics | p.value | 2.04715371622997e-222
AN004011 | binomial_statistics | parameter | 4802
AN004011 | binomial_statistics | conf.low | 0.71473479798797
AN004011 | binomial_statistics | conf.high | 1
AN004011 | binomial_statistics | method | Exact binomial test
AN004011 | binomial_statistics | alternative | greater
AN004012 | measurement_metadata | INSTRUMENT_NAME | Agilent 6550 QTOF
AN004012 | measurement_metadata | INSTRUMENT_TYPE | QTOF
AN004012 | measurement_metadata | MS_TYPE | ESI
AN004012 | measurement_metadata | ION_MODE | NEGATIVE
AN004012 | measurement_metadata | MS_COMMENTS | Full mass spectra were acquired at 1.67 spectra/s in the range 40–1200 m/z.arameters for peak picking grouping, and alignment with ‘XCMS’ included centwave feature detection, orbiwarp retention time correction, minimum fraction of samples in one group to be a valid group = 0.25, isotopic ppm error = 10. The resulting peak table of retention times, m/z values, and peak areas was exported for data processing. Missing values in the peak table were filled using the peakFill() function in XCMS.
AN004012 | chromatography_metadata | CHROMATOGRAPHY_SUMMARY | Reverse-phase negative
AN004012 | chromatography_metadata | CHROMATOGRAPHY_TYPE | Reversed phase
AN004012 | chromatography_metadata | INSTRUMENT_NAME | Agilent 6550
AN004012 | chromatography_metadata | COLUMN_NAME | Agilent ZORBAX Eclipse Plus C18 (50 x 2.1mm,1.8um)
AN004012 | chromatography_metadata | SOLVENT_A | 0.1% formic acid in water
AN004012 | chromatography_metadata | SOLVENT_B | 0.1% formic acid in (90:10, v/v) 2-propanol:ACN
AN004012 | chromatography_metadata | FLOW_GRADIENT | 5% B for 2 min, increasing to 30% B in 2 min, and increasing from 30% to 98% B in 9.5 min with a 1.5 min hold
AN004012 | chromatography_metadata | FLOW_RATE | 0.400 mL/min flow rate
AN004012 | chromatography_metadata | COLUMN_TEMPERATURE | 50
AN004012 | missingness | n_missing | 3787
AN004012 | missingness | n_value | 32088
AN004012 | missingness | perc_missing | 11.8019197207679
AN004012 | binomial_statistics | estimate | 0.738572719060524
AN004012 | binomial_statistics | statistic | 4088
AN004012 | binomial_statistics | p.value | 1.50166474144451e-287
AN004012 | binomial_statistics | parameter | 5535
AN004012 | binomial_statistics | conf.low | 0.728675652019753
AN004012 | binomial_statistics | conf.high | 1
AN004012 | binomial_statistics | method | Exact binomial test
AN004012 | binomial_statistics | alternative | greater
AN004013 | measurement_metadata | INSTRUMENT_NAME | Agilent 6545 QTOF
AN004013 | measurement_metadata | INSTRUMENT_TYPE | QTOF
AN004013 | measurement_metadata | MS_TYPE | ESI
AN004013 | measurement_metadata | ION_MODE | POSITIVE
AN004013 | measurement_metadata | MS_COMMENTS | Full mass spectra were acquired at 1.67 spectra/s in the range 40–1200 m/z. Parameters for peak picking grouping, and alignment with ‘XCMS’ included centwave feature detection, orbiwarp retention time correction, minimum fraction of samples in one group to be a valid group = 0.25, isotopic ppm error = 10. The resulting peak table of retention times, m/z values, and peak areas was exported for data processing. Missing values in the peak table were filled using the peakFill() function in XCMS.
AN004013 | chromatography_metadata | CHROMATOGRAPHY_SUMMARY | HILIC positive
AN004013 | chromatography_metadata | CHROMATOGRAPHY_TYPE | HILIC
AN004013 | chromatography_metadata | INSTRUMENT_NAME | Agilent 6550
AN004013 | chromatography_metadata | COLUMN_NAME | SeQuant ZIC-HILIC (100 x 2.1mm,3.5um)
AN004013 | chromatography_metadata | SOLVENT_A | 0.1% formic acid in water
AN004013 | chromatography_metadata | SOLVENT_B | 0.1% formic acid in acetonitrile
AN004013 | chromatography_metadata | FLOW_GRADIENT | 95% B for 1.5 min, decreasing to 40% B in 10.5 min, followed by a 2 min hold, a decrease to 25% B in 0.2 min and a hold for 2.8 min at 25%B
AN004013 | chromatography_metadata | FLOW_RATE | 0.300 mL/min flow rate
AN004013 | chromatography_metadata | COLUMN_TEMPERATURE | 25
AN004013 | missingness | n_missing | 4587
AN004013 | missingness | n_value | 37632
AN004013 | missingness | perc_missing | 12.1890943877551
AN004013 | binomial_statistics | estimate | 0.825655410508145
AN004013 | binomial_statistics | statistic | 7653
AN004013 | binomial_statistics | p.value | 0
AN004013 | binomial_statistics | parameter | 9269
AN004013 | binomial_statistics | conf.low | 0.819043914933095
AN004013 | binomial_statistics | conf.high | 1
AN004013 | binomial_statistics | method | Exact binomial test
AN004013 | binomial_statistics | alternative | greater
AN004031 | measurement_metadata | INSTRUMENT_NAME | Thermo Q Exactive Plus Orbitrap
AN004031 | measurement_metadata | INSTRUMENT_TYPE | Orbitrap
AN004031 | measurement_metadata | MS_TYPE | ESI
AN004031 | measurement_metadata | ION_MODE | NEGATIVE
AN004031 | measurement_metadata | MS_COMMENTS | Raw data were processed using TraceFinder 3.3 software (Thermo Fisher Scientific; Waltham, MA) and Progenesis QI (Nonlinear Dynamics; Newcastle upon Tyne, UK). Metabolite identities were confirmed using authentic reference standards or reference samples.
AN004031 | measurement_metadata | MS_RESULTS_FILE | ST002470_AN004031_Results.txt UNITS:Abundance Has m/z:Yes Has RT:Yes RT units:Minutes
AN004031 | chromatography_metadata | CHROMATOGRAPHY_TYPE | HILIC
AN004031 | chromatography_metadata | INSTRUMENT_NAME | Shimadzu Nexera X2
AN004031 | chromatography_metadata | COLUMN_NAME | Phenomenex Luna NH2 (150 x 2.1mm, 3um)
AN004031 | chromatography_metadata | SOLVENT_A | 100% water; 20 mM ammonium acetate; 20 mM ammonium hydroxide
AN004031 | chromatography_metadata | SOLVENT_B | 75% acetonitrile/25% methanol; 10 mM ammonium hydroxide
AN004031 | chromatography_metadata | FLOW_GRADIENT | The column was eluted with initial conditions of 10% mobile phase A and 90% mobile phase B followed by a 10 min linear gradient to 100% mobile phase A.
AN004031 | chromatography_metadata | FLOW_RATE | 400 µL/min
AN004031 | chromatography_metadata | COLUMN_TEMPERATURE | 30C
AN004031 | missingness | n_missing | 1926
AN004031 | missingness | n_value | 9374
AN004031 | missingness | perc_missing | 20.54619159377
AN004031 | binomial_statistics | estimate | 0.772305496074233
AN004031 | binomial_statistics | statistic | 1082
AN004031 | binomial_statistics | p.value | 1.69788617909473e-97
AN004031 | binomial_statistics | parameter | 1401
AN004031 | binomial_statistics | conf.low | 0.753105256283068
AN004031 | binomial_statistics | conf.high | 1
AN004031 | binomial_statistics | method | Exact binomial test
AN004031 | binomial_statistics | alternative | greater
AN004032 | measurement_metadata | INSTRUMENT_NAME | Thermo Q Exactive Orbitrap
AN004032 | measurement_metadata | INSTRUMENT_TYPE | Orbitrap
AN004032 | measurement_metadata | MS_TYPE | ESI
AN004032 | measurement_metadata | ION_MODE | NEGATIVE
AN004032 | measurement_metadata | MS_COMMENTS | Raw data were processed using TraceFinder 3.3 software (Thermo Fisher Scientific; Waltham, MA) and Progenesis QI (Nonlinear Dynamics; Newcastle upon Tyne, UK). Metabolite identities were confirmed using authentic reference standards or reference samples.
AN004032 | measurement_metadata | MS_RESULTS_FILE | ST002470_AN004032_Results.txt UNITS:Abundance Has m/z:Yes Has RT:Yes RT units:Minutes
AN004032 | chromatography_metadata | CHROMATOGRAPHY_TYPE | Reversed phase
AN004032 | chromatography_metadata | INSTRUMENT_NAME | Shimadzu Nexera X2
AN004032 | chromatography_metadata | COLUMN_NAME | Waters ACQUITY UPLC BEH C18 (150 x 1.7mm,2.1um)
AN004032 | chromatography_metadata | SOLVENT_A | 100% water; 0.01% formic acid
AN004032 | chromatography_metadata | SOLVENT_B | 100% acetonitrile; 0.01% acetic acid
AN004032 | chromatography_metadata | FLOW_GRADIENT | The column was eluted isocratically at a flow rate of 450 µL/min with 20% mobile phase A for 3 minutes followed by a linear gradient to 100% mobile phase B over 12 minutes.
AN004032 | chromatography_metadata | FLOW_RATE | 450 µL/min
AN004032 | chromatography_metadata | COLUMN_TEMPERATURE | 45C
AN004032 | missingness | n_missing | 430
AN004032 | missingness | n_value | 8755
AN004032 | missingness | perc_missing | 4.9114791547687
AN004032 | binomial_statistics | estimate | 0.683122847301952
AN004032 | binomial_statistics | statistic | 595
AN004032 | binomial_statistics | p.value | 5.77648565834266e-28
AN004032 | binomial_statistics | parameter | 871
AN004032 | binomial_statistics | conf.low | 0.65618352485735
AN004032 | binomial_statistics | conf.high | 1
AN004032 | binomial_statistics | method | Exact binomial test
AN004032 | binomial_statistics | alternative | greater
AN004033 | measurement_metadata | INSTRUMENT_NAME | Thermo Q Exactive Plus Orbitrap
AN004033 | measurement_metadata | INSTRUMENT_TYPE | Orbitrap
AN004033 | measurement_metadata | MS_TYPE | ESI
AN004033 | measurement_metadata | ION_MODE | POSITIVE
AN004033 | measurement_metadata | MS_COMMENTS | Raw data were processed using TraceFinder 3.3 software (Thermo Fisher Scientific; Waltham, MA) and Progenesis QI (Nonlinear Dynamics; Newcastle upon Tyne, UK). Metabolite identities were confirmed using authentic reference standards or reference samples.
AN004033 | measurement_metadata | MS_RESULTS_FILE | ST002471_AN004033_Results.txt UNITS:Abundance Has m/z:Yes Has RT:Yes RT units:Minutes
AN004033 | chromatography_metadata | CHROMATOGRAPHY_TYPE | HILIC
AN004033 | chromatography_metadata | INSTRUMENT_NAME | Shimadzu Nexera X2
AN004033 | chromatography_metadata | COLUMN_NAME | Waters Atlantis HILIC (150 x 2 mm, 3 µm)
AN004033 | chromatography_metadata | SOLVENT_A | 100% water; 10 mM ammonium formate; 0.1% formic acid
AN004033 | chromatography_metadata | SOLVENT_B | 100% acetonitrile; 0.1% formic acid
AN004033 | chromatography_metadata | FLOW_GRADIENT | Isocratically with 5% mobile phase A for 1 minute followed by a linear gradient to 40% mobile phase B over 10 minutes
AN004033 | chromatography_metadata | FLOW_RATE | 250 µL/min
AN004033 | chromatography_metadata | COLUMN_TEMPERATURE | 30C
AN004033 | missingness | n_missing | 3608
AN004033 | missingness | n_value | 37765
AN004033 | missingness | perc_missing | 9.5538196743016
AN004033 | binomial_statistics | estimate | 0.667631917631918
AN004033 | binomial_statistics | statistic | 8300
AN004033 | binomial_statistics | p.value | 6.10576303801141e-312
AN004033 | binomial_statistics | parameter | 12432
AN004033 | binomial_statistics | conf.low | 0.660613960543673
AN004033 | binomial_statistics | conf.high | 1
AN004033 | binomial_statistics | method | Exact binomial test
AN004033 | binomial_statistics | alternative | greater
AN004034 | measurement_metadata | INSTRUMENT_NAME | Thermo Q Exactive Plus Orbitrap
AN004034 | measurement_metadata | INSTRUMENT_TYPE | Orbitrap
AN004034 | measurement_metadata | MS_TYPE | ESI
AN004034 | measurement_metadata | ION_MODE | POSITIVE
AN004034 | measurement_metadata | MS_COMMENTS | Raw data were processed using TraceFinder 3.3 software (Thermo Fisher Scientific; Waltham, MA) and Progenesis QI (Nonlinear Dynamics; Newcastle upon Tyne, UK). Metabolite identities were confirmed using authentic reference standards or reference samples.
AN004034 | measurement_metadata | MS_RESULTS_FILE | ST002471_AN004034_Results.txt UNITS:Abundance Has m/z:Yes Has RT:Yes RT units:Minutes
AN004034 | chromatography_metadata | CHROMATOGRAPHY_TYPE | Reversed phase
AN004034 | chromatography_metadata | INSTRUMENT_NAME | Shimadzu Nexera X2
AN004034 | chromatography_metadata | COLUMN_NAME | Waters Acquity BEH C8 (100 x 2.1mm, 1.7um)
AN004034 | chromatography_metadata | SOLVENT_A | 95% water/5% methanol; 10 mM ammonium acetate; 0.1% acetic acid
AN004034 | chromatography_metadata | SOLVENT_B | 100% methanol; 0.1% acetic acid
AN004034 | chromatography_metadata | FLOW_GRADIENT | The column was eluted at a flow rate of 450 µL/min isocratically for 1 minute at 80% mobile phase A, followed by a linear gradient to 80% mobile-phase B over 2 minutes, a linear gradient to 100% mobile phase B over 7 minutes, and then 3 minutes at 100% mobile-phase B.
AN004034 | chromatography_metadata | FLOW_RATE | 450 µL/min
AN004034 | chromatography_metadata | COLUMN_TEMPERATURE | 40C
AN004034 | missingness | n_missing | 1648
AN004034 | missingness | n_value | 18837
AN004034 | missingness | perc_missing | 8.74873918352179
AN004034 | binomial_statistics | estimate | 0.733666333666334
AN004034 | binomial_statistics | statistic | 3672
AN004034 | binomial_statistics | p.value | 2.76997440789573e-249
AN004034 | binomial_statistics | parameter | 5005
AN004034 | binomial_statistics | conf.low | 0.723189604711222
AN004034 | binomial_statistics | conf.high | 1
AN004034 | binomial_statistics | method | Exact binomial test
AN004034 | binomial_statistics | alternative | greater
AN004035 | measurement_metadata | INSTRUMENT_NAME | Thermo Q Exactive Plus Orbitrap
AN004035 | measurement_metadata | INSTRUMENT_TYPE | Orbitrap
AN004035 | measurement_metadata | MS_TYPE | ESI
AN004035 | measurement_metadata | ION_MODE | NEGATIVE
AN004035 | measurement_metadata | MS_COMMENTS | Raw data were processed using TraceFinder 3.3 software (Thermo Fisher Scientific; Waltham, MA) and Progenesis QI (Nonlinear Dynamics; Newcastle upon Tyne, UK). Metabolite identities were confirmed using authentic reference standards or reference samples.
AN004035 | measurement_metadata | MS_RESULTS_FILE | ST002471_AN004035_Results.txt UNITS:Abundance Has m/z:Yes Has RT:Yes RT units:Minutes
AN004035 | chromatography_metadata | CHROMATOGRAPHY_TYPE | HILIC
AN004035 | chromatography_metadata | INSTRUMENT_NAME | Shimadzu Nexera X2
AN004035 | chromatography_metadata | COLUMN_NAME | Phenomenex Luna NH2 (150 x 2.1mm, 3um)
AN004035 | chromatography_metadata | SOLVENT_A | 100% water; 20 mM ammonium acetate; 20 mM ammonium hydroxide
AN004035 | chromatography_metadata | SOLVENT_B | 75% acetonitrile/25% methanol; 10 mM ammonium hydroxide
AN004035 | chromatography_metadata | FLOW_GRADIENT | The column was eluted with initial conditions of 10% mobile phase A and 90% mobile phase B followed by a 10 min linear gradient to 100% mobile phase A.
AN004035 | chromatography_metadata | FLOW_RATE | 400 µL/min
AN004035 | chromatography_metadata | COLUMN_TEMPERATURE | 30C
AN004035 | missingness | n_missing | 1630
AN004035 | missingness | n_value | 10920
AN004035 | missingness | perc_missing | 14.9267399267399
AN004035 | binomial_statistics | estimate | 0.535427039448487
AN004035 | binomial_statistics | statistic | 1398
AN004035 | binomial_statistics | p.value | 0.000157703781030634
AN004035 | binomial_statistics | parameter | 2611
AN004035 | binomial_statistics | conf.low | 0.519157304574087
AN004035 | binomial_statistics | conf.high | 1
AN004035 | binomial_statistics | method | Exact binomial test
AN004035 | binomial_statistics | alternative | greater
AN004036 | measurement_metadata | INSTRUMENT_NAME | Thermo Q Exactive Orbitrap
AN004036 | measurement_metadata | INSTRUMENT_TYPE | Orbitrap
AN004036 | measurement_metadata | MS_TYPE | ESI
AN004036 | measurement_metadata | ION_MODE | NEGATIVE
AN004036 | measurement_metadata | MS_COMMENTS | Raw data were processed using TraceFinder 3.3 software (Thermo Fisher Scientific; Waltham, MA) and Progenesis QI (Nonlinear Dynamics; Newcastle upon Tyne, UK). Metabolite identities were confirmed using authentic reference standards or reference samples.
AN004036 | measurement_metadata | MS_RESULTS_FILE | ST002471_AN004036_Results.txt UNITS:Abundance Has m/z:Yes Has RT:Yes RT units:Minutes
AN004036 | chromatography_metadata | CHROMATOGRAPHY_TYPE | Reversed phase
AN004036 | chromatography_metadata | INSTRUMENT_NAME | Shimadzu Nexera X2
AN004036 | chromatography_metadata | COLUMN_NAME | Waters ACQUITY UPLC BEH C18 (150 x 1.7mm,2.1um)
AN004036 | chromatography_metadata | SOLVENT_A | 100% water; 0.01% formic acid
AN004036 | chromatography_metadata | SOLVENT_B | 100% acetonitrile; 0.01% acetic acid
AN004036 | chromatography_metadata | FLOW_GRADIENT | The column was eluted isocratically at a flow rate of 450 µL/min with 20% mobile phase A for 3 minutes followed by a linear gradient to 100% mobile phase B over 12 minutes.
AN004036 | chromatography_metadata | FLOW_RATE | 450 µL/min
AN004036 | chromatography_metadata | COLUMN_TEMPERATURE | 45C
AN004036 | missingness | n_missing | 628
AN004036 | missingness | n_value | 12831
AN004036 | missingness | perc_missing | 4.89439638375809
AN004036 | binomial_statistics | estimate | 0.735755573905863
AN004036 | binomial_statistics | statistic | 1782
AN004036 | binomial_statistics | p.value | 5.74935802011281e-124
AN004036 | binomial_statistics | parameter | 2422
AN004036 | binomial_statistics | conf.low | 0.720605422259891
AN004036 | binomial_statistics | conf.high | 1
AN004036 | binomial_statistics | method | Exact binomial test
AN004036 | binomial_statistics | alternative | greater
AN004077 | measurement_metadata | INSTRUMENT_NAME | Agilent CE-TOFMS
AN004077 | measurement_metadata | INSTRUMENT_TYPE | Other
AN004077 | measurement_metadata | MS_TYPE | ESI
AN004077 | measurement_metadata | MS_COMMENTS | In-house software (MasterHands) was used for peak area integration and annotation.
AN004077 | measurement_metadata | ION_MODE | POSITIVE
AN004077 | chromatography_metadata | INSTRUMENT_NAME | Agilent CE
AN004077 | chromatography_metadata | COLUMN_NAME | Fused-silica, i.d. 50 µm(cation)
AN004077 | chromatography_metadata | COLUMN_TEMPERATURE | none
AN004077 | chromatography_metadata | FLOW_GRADIENT | none
AN004077 | chromatography_metadata | FLOW_RATE | none
AN004077 | chromatography_metadata | SOLVENT_A | none
AN004077 | chromatography_metadata | SOLVENT_B | none
AN004077 | chromatography_metadata | CHROMATOGRAPHY_TYPE | CE
AN004077 | missingness | n_missing | 455
AN004077 | missingness | n_value | 4260
AN004077 | missingness | perc_missing | 10.6807511737089
AN004077 | binomial_statistics | estimate | 0.904065040650406
AN004077 | binomial_statistics | statistic | 556
AN004077 | binomial_statistics | p.value | 1.16996549146732e-102
AN004077 | binomial_statistics | parameter | 615
AN004077 | binomial_statistics | conf.low | 0.882245426728327
AN004077 | binomial_statistics | conf.high | 1
AN004077 | binomial_statistics | method | Exact binomial test
AN004077 | binomial_statistics | alternative | greater
AN004078 | measurement_metadata | INSTRUMENT_NAME | Agilent CE-TOFMS
AN004078 | measurement_metadata | INSTRUMENT_TYPE | Other
AN004078 | measurement_metadata | MS_TYPE | ESI
AN004078 | measurement_metadata | MS_COMMENTS | In-house software (MasterHands) was used for peak area integration and annotation.
AN004078 | measurement_metadata | ION_MODE | NEGATIVE
AN004078 | chromatography_metadata | INSTRUMENT_NAME | Agilent CE
AN004078 | chromatography_metadata | COLUMN_NAME | COSMO(+), i.d.50 μm(anion)
AN004078 | chromatography_metadata | COLUMN_TEMPERATURE | none
AN004078 | chromatography_metadata | FLOW_GRADIENT | none
AN004078 | chromatography_metadata | FLOW_RATE | none
AN004078 | chromatography_metadata | SOLVENT_A | none
AN004078 | chromatography_metadata | SOLVENT_B | none
AN004078 | chromatography_metadata | CHROMATOGRAPHY_TYPE | CE
AN004078 | missingness | n_missing | 574
AN004078 | missingness | n_value | 3060
AN004078 | missingness | perc_missing | 18.7581699346405
AN004078 | binomial_statistics | estimate | 0.818435754189944
AN004078 | binomial_statistics | statistic | 586
AN004078 | binomial_statistics | p.value | 2.98648062885247e-70
AN004078 | binomial_statistics | parameter | 716
AN004078 | binomial_statistics | conf.low | 0.793078205337971
AN004078 | binomial_statistics | conf.high | 1
AN004078 | binomial_statistics | method | Exact binomial test
AN004078 | binomial_statistics | alternative | greater
AN004101 | measurement_metadata | INSTRUMENT_NAME | Thermo Q Exactive HF hybrid Orbitrap
AN004101 | measurement_metadata | INSTRUMENT_TYPE | Orbitrap
AN004101 | measurement_metadata | MS_TYPE | ESI
AN004101 | measurement_metadata | ION_MODE | UNSPECIFIED
AN004101 | measurement_metadata | MS_COMMENTS | Initial data analysis (metabolite identification & quantification) was performed by the NYU metabolomics facility 3,9-11. Subsequent downstream bioinformatic analysis was performed using MetaboAnalyst R-based statistical and pathway analysis (v5.0) as described by Petrova et al. 12 using updates as described by Pang et al. 13. Differences in metabolite levels between groups were assessed using unpaired t test and considered statistically significant if P&lt;0.05. For pathway analysis SMPDB database was reviewed, applying Fisher’s Exact Test for mapping. Only metabolites meeting P-value criteria were loaded for the analysis.
AN004101 | chromatography_metadata | CHROMATOGRAPHY_TYPE | HILIC
AN004101 | chromatography_metadata | INSTRUMENT_NAME | Thermo Ultimate 3000
AN004101 | chromatography_metadata | COLUMN_NAME | SeQuant ZIC-pHILIC (150 x 2.1mm, 5um)
AN004101 | chromatography_metadata | SOLVENT_A | 10 mM ammonium carbonate in water, pH 9.0
AN004101 | chromatography_metadata | SOLVENT_B | acetonitrile
AN004101 | chromatography_metadata | FLOW_GRADIENT | 80-20%B (0-30 min), 20-80%B (30-31 min), 80-80%B (31-42 min)
AN004101 | chromatography_metadata | FLOW_RATE | 0.1mL/min
AN004101 | chromatography_metadata | COLUMN_TEMPERATURE | 25
AN004101 | missingness | n_missing | 63
AN004101 | missingness | n_value | 1572
AN004101 | missingness | perc_missing | 4.00763358778626
AN004101 | binomial_statistics | estimate | 0.868686868686869
AN004101 | binomial_statistics | statistic | 86
AN004101 | binomial_statistics | p.value | 1.14449369849315e-14
AN004101 | binomial_statistics | parameter | 99
AN004101 | binomial_statistics | conf.low | 0.799354730127375
AN004101 | binomial_statistics | conf.high | 1
AN004101 | binomial_statistics | method | Exact binomial test
AN004101 | binomial_statistics | alternative | greater
AN004107 | measurement_metadata | INSTRUMENT_NAME | Agilent 5977
AN004107 | measurement_metadata | INSTRUMENT_TYPE | Single quadrupole
AN004107 | measurement_metadata | MS_TYPE | EI
AN004107 | measurement_metadata | ION_MODE | UNSPECIFIED
AN004107 | measurement_metadata | MS_COMMENTS | Detector voltage was set at 1.25kV, EI electron impact 70eV. The solvent cutting time was set at 3.5 min.
AN004107 | chromatography_metadata | CHROMATOGRAPHY_TYPE | GC
AN004107 | chromatography_metadata | INSTRUMENT_NAME | Agilent 7890A
AN004107 | chromatography_metadata | COLUMN_NAME | Agilent DB-5ms (30m x 0.25mm, 0.25um)
AN004107 | chromatography_metadata | SOLVENT_A | /
AN004107 | chromatography_metadata | SOLVENT_B | /
AN004107 | chromatography_metadata | FLOW_GRADIENT | The oven temperature was initially set to 70°C, held for 3min, and then increased to 310°C at a rate of 5°C/min, and finally kept for 10min.
AN004107 | chromatography_metadata | FLOW_RATE | 1.2 mL/min
AN004107 | chromatography_metadata | COLUMN_TEMPERATURE | 280
AN004107 | missingness | n_missing | 83
AN004107 | missingness | n_value | 14616
AN004107 | missingness | perc_missing | 0.567870826491516
AN004107 | binomial_statistics | estimate | 0.991404011461318
AN004107 | binomial_statistics | statistic | 346
AN004107 | binomial_statistics | p.value | 6.17837739303933e-99
AN004107 | binomial_statistics | parameter | 349
AN004107 | binomial_statistics | conf.low | 0.977934117994236
AN004107 | binomial_statistics | conf.high | 1
AN004107 | binomial_statistics | method | Exact binomial test
AN004107 | binomial_statistics | alternative | greater
AN004126 | measurement_metadata | INSTRUMENT_NAME | ABI Sciex 6600 TripleTOF
AN004126 | measurement_metadata | INSTRUMENT_TYPE | Triple TOF
AN004126 | measurement_metadata | MS_TYPE | ESI
AN004126 | measurement_metadata | ION_MODE | POSITIVE
AN004126 | measurement_metadata | MS_COMMENTS | The mobile phase contained A=25 mM ammonium acetate and 25 mM ammonium hydroxide in water and B= acetonitrile. The gr adient was 95% B for 0.5 min and was linearly reduced to 65% in 6.5 min, and then was reduced to 40% in 1 min and kept for 1 min, and then increased to 95% in 0.1 min, with a 3 min reequilibration period employed.
AN004126 | measurement_metadata | MS_RESULTS_FILE | ST002505_AN004126_Results.txt UNITS:peak area Has m/z:No Has RT:No RT units:No RT data
AN004126 | chromatography_metadata | CHROMATOGRAPHY_TYPE | HILIC
AN004126 | chromatography_metadata | INSTRUMENT_NAME | Agilent 1290 Infinity
AN004126 | chromatography_metadata | COLUMN_NAME | Waters ACQUITY UPLC BEH Amide (100 x 2.1mm,1.7um)
AN004126 | chromatography_metadata | SOLVENT_A | 100% water; 25 mM ammonium acetate; 25 mM ammonium hydroxide
AN004126 | chromatography_metadata | SOLVENT_B | 100% acetonitrile
AN004126 | chromatography_metadata | FLOW_GRADIENT | The gradient was 95% B for 0.5 min and was linearly reduced to 65% in 6.5 min, and then was reduced to 40% in 1 min and kept for 1 min, and then increased to 95% in 0.1 min, with a 3 min
AN004126 | chromatography_metadata | FLOW_RATE | 0.5 mL/min
AN004126 | chromatography_metadata | COLUMN_TEMPERATURE | 25℃
AN004126 | missingness | n_missing | 27770
AN004126 | missingness | n_value | 55540
AN004126 | missingness | perc_missing | 50
AN004126 | binomial_statistics | estimate | 0.499819949585884
AN004126 | binomial_statistics | statistic | 13880
AN004126 | binomial_statistics | p.value | 0.526314687737951
AN004126 | binomial_statistics | parameter | 27770
AN004126 | binomial_statistics | conf.low | 0.494866872938415
AN004126 | binomial_statistics | conf.high | 1
AN004126 | binomial_statistics | method | Exact binomial test
AN004126 | binomial_statistics | alternative | greater
AN004127 | measurement_metadata | INSTRUMENT_NAME | ABI Sciex 6600 TripleTOF
AN004127 | measurement_metadata | INSTRUMENT_TYPE | Triple TOF
AN004127 | measurement_metadata | MS_TYPE | ESI
AN004127 | measurement_metadata | ION_MODE | NEGATIVE
AN004127 | measurement_metadata | MS_COMMENTS | The mobile phase contained A=25 mM ammonium acetate and 25 mM ammonium hydroxide in water and B= acetonitrile. The gr adient was 95% B for 0.5 min and was linearly reduced to 65% in 6.5 min, and then was reduced to 40% in 1 min and kept for 1 min, and then increased to 95% in 0.1 min, with a 3 min reequilibration period employed.
AN004127 | measurement_metadata | MS_RESULTS_FILE | ST002505_AN004127_Results.txt UNITS:peak area Has m/z:No Has RT:No RT units:No RT data
AN004127 | chromatography_metadata | CHROMATOGRAPHY_TYPE | HILIC
AN004127 | chromatography_metadata | INSTRUMENT_NAME | Agilent 1290 Infinity
AN004127 | chromatography_metadata | COLUMN_NAME | Waters ACQUITY UPLC BEH Amide (100 x 2.1mm,1.7um)
AN004127 | chromatography_metadata | SOLVENT_A | 100% water; 25 mM ammonium acetate; 25 mM ammonium hydroxide
AN004127 | chromatography_metadata | SOLVENT_B | 100% acetonitrile
AN004127 | chromatography_metadata | FLOW_GRADIENT | The gradient was 95% B for 0.5 min and was linearly reduced to 65% in 6.5 min, and then was reduced to 40% in 1 min and kept for 1 min, and then increased to 95% in 0.1 min, with a 3 min
AN004127 | chromatography_metadata | FLOW_RATE | 0.5 mL/min
AN004127 | chromatography_metadata | COLUMN_TEMPERATURE | 25℃
AN004127 | missingness | n_missing | 22950
AN004127 | missingness | n_value | 45900
AN004127 | missingness | perc_missing | 50
AN004127 | binomial_statistics | estimate | 0.499782135076253
AN004127 | binomial_statistics | statistic | 11470
AN004127 | binomial_statistics | p.value | 0.528941987399798
AN004127 | binomial_statistics | parameter | 22950
AN004127 | binomial_statistics | conf.low | 0.494331764725297
AN004127 | binomial_statistics | conf.high | 1
AN004127 | binomial_statistics | method | Exact binomial test
AN004127 | binomial_statistics | alternative | greater
AN004136 | measurement_metadata | INSTRUMENT_NAME | Thermo Q Exactive HF hybrid Orbitrap
AN004136 | measurement_metadata | INSTRUMENT_TYPE | Orbitrap
AN004136 | measurement_metadata | MS_TYPE | ESI
AN004136 | measurement_metadata | MS_COMMENTS | Full MS-ddMS2 data was collected, an inclusion list was used to prioritize MS2 selection of metabolites from our in-house ‘local’ library, when additional scan bandwidth was available MS2 was collected in a data-dependent manner. Mass range was 60-900 mz, resolution was 60k (MS1) and 15k (MS2), centroid data was collected, loop count was 4, isolation window was 1.5 Da. Metabolomics data was processed using MS-DIAL v4.60. Features were excluded from analysis if peak height was not at least 5-fold greater in one or more samples compared to the procedural blank average.
AN004136 | measurement_metadata | ION_MODE | POSITIVE
AN004136 | chromatography_metadata | CHROMATOGRAPHY_SUMMARY | Samples, pools, and blanks were promptly added to a Thermo Vanquish Autosampler at 4°C in a Vanquish UHPLC (Thermo Fisher Scientific, Waltham, MA). Chromatographic separation was performed using an ACQUITY Bridged Ethylene Hybrid (BEH) Amide column 2.1 x 150 mm, 1.7-micron particle size, (Waters Corp. Milford, MA), using chromatographic conditions published elsewhere (HILIC method described in the Supplementary Methods of doi.org/10.1038/s41586-021-03707-9).
AN004136 | chromatography_metadata | INSTRUMENT_NAME | Thermo Vanquish
AN004136 | chromatography_metadata | COLUMN_NAME | Waters ACQUITY UPLC BEH Amide (150 x 2.1mm,1.7um)
AN004136 | chromatography_metadata | COLUMN_TEMPERATURE | 40
AN004136 | chromatography_metadata | FLOW_GRADIENT | The gradient profile was held at 100% B for 2 minutes, from 100% B to 70% B in 5 minutes, holding at 70% B for 0.7 minute, from 70% B to 40% B for 1.3 minutes, holding at 40% B for 0.5 minutes, from 40% B to 30% B for 0.75 minutes, before returning to 100% B for 2.5 minutes and holding at 100% B for 4 minutes.
AN004136 | chromatography_metadata | FLOW_RATE | 400 μL per minute
AN004136 | chromatography_metadata | SOLVENT_A | 100% water; 0.125% formic acid; 10 mM ammonium formate, pH 3
AN004136 | chromatography_metadata | SOLVENT_B | 95% acetonitrile/5% water; 0.125% formic acid; 10 mM ammonium formate
AN004136 | chromatography_metadata | CHROMATOGRAPHY_TYPE | HILIC
AN004136 | missingness | n_missing | 386
AN004136 | missingness | n_value | 33984
AN004136 | missingness | perc_missing | 1.1358286252354
AN004136 | binomial_statistics | estimate | 0.968164794007491
AN004136 | binomial_statistics | statistic | 517
AN004136 | binomial_statistics | p.value | 9.32852663185921e-130
AN004136 | binomial_statistics | parameter | 534
AN004136 | binomial_statistics | conf.low | 0.952629437684237
AN004136 | binomial_statistics | conf.high | 1
AN004136 | binomial_statistics | method | Exact binomial test
AN004136 | binomial_statistics | alternative | greater
AN004137 | measurement_metadata | INSTRUMENT_NAME | Thermo Q Exactive HF hybrid Orbitrap
AN004137 | measurement_metadata | INSTRUMENT_TYPE | Orbitrap
AN004137 | measurement_metadata | MS_TYPE | ESI
AN004137 | measurement_metadata | MS_COMMENTS | Full MS-ddMS2 data was collected, an inclusion list was used to prioritize MS2 selection of metabolites from our in-house ‘local’ library, when additional scan bandwidth was available MS2 was collected in a data-dependent manner. Mass range was 60-900 mz, resolution was 60k (MS1) and 15k (MS2), centroid data was collected, loop count was 4, isolation window was 1.5 Da. Metabolomics data was processed using MS-DIAL v4.60. Features were excluded from analysis if peak height was not at least 5-fold greater in one or more samples compared to the procedural blank average.
AN004137 | measurement_metadata | ION_MODE | NEGATIVE
AN004137 | chromatography_metadata | CHROMATOGRAPHY_SUMMARY | Samples, pools, and blanks were promptly added to a Thermo Vanquish Autosampler at 4°C in a Vanquish UHPLC (Thermo Fisher Scientific, Waltham, MA). Chromatographic separation was performed using an ACQUITY Bridged Ethylene Hybrid (BEH) Amide column 2.1 x 150 mm, 1.7-micron particle size, (Waters Corp. Milford, MA), using chromatographic conditions published elsewhere (HILIC method described in the Supplementary Methods of doi.org/10.1038/s41586-021-03707-9).
AN004137 | chromatography_metadata | INSTRUMENT_NAME | Thermo Vanquish
AN004137 | chromatography_metadata | COLUMN_NAME | Waters ACQUITY UPLC BEH Amide (150 x 2.1mm,1.7um)
AN004137 | chromatography_metadata | COLUMN_TEMPERATURE | 40
AN004137 | chromatography_metadata | FLOW_GRADIENT | The gradient profile was held at 100% B for 2 minutes, from 100% B to 70% B in 5 minutes, holding at 70% B for 0.7 minute, from 70% B to 40% B for 1.3 minutes, holding at 40% B for 0.5 minutes, from 40% B to 30% B for 0.75 minutes, before returning to 100% B for 2.5 minutes and holding at 100% B for 4 minutes.
AN004137 | chromatography_metadata | FLOW_RATE | 400 μL per minute
AN004137 | chromatography_metadata | SOLVENT_A | 100% water; 0.125% formic acid; 10 mM ammonium formate, pH 3
AN004137 | chromatography_metadata | SOLVENT_B | 95% acetonitrile/5% water; 0.125% formic acid; 10 mM ammonium formate
AN004137 | chromatography_metadata | CHROMATOGRAPHY_TYPE | HILIC
AN004137 | missingness | n_missing | 401
AN004137 | missingness | n_value | 26856
AN004137 | missingness | perc_missing | 1.49314864462318
AN004137 | binomial_statistics | estimate | 0.940647482014389
AN004137 | binomial_statistics | statistic | 523
AN004137 | binomial_statistics | p.value | 7.64872663578258e-115
AN004137 | binomial_statistics | parameter | 556
AN004137 | binomial_statistics | conf.low | 0.921438320676847
AN004137 | binomial_statistics | conf.high | 1
AN004137 | binomial_statistics | method | Exact binomial test
AN004137 | binomial_statistics | alternative | greater
AN004145 | measurement_metadata | INSTRUMENT_NAME | Thermo Q Exactive HF hybrid Orbitrap
AN004145 | measurement_metadata | INSTRUMENT_TYPE | Orbitrap
AN004145 | measurement_metadata | MS_TYPE | ESI
AN004145 | measurement_metadata | MS_COMMENTS | Full MS-ddMS2 data was collected, an inclusion list was used to prioritize MS2 selection of metabolites from our in-house ‘local’ library, when additional scan bandwidth was available MS2 was collected in a data-dependent manner. Mass range was 60-900 mz, resolution was 60k (MS1) and 15k (MS2), centroid data was collected, loop count was 4, isolation window was 1.5 Da. In SIRM samples, deuterated internal standards were replaced with CUDA and Val-Tyr-Val to enable untargeted enrichment analysis. LC-MS/MS analysis conditions for SIRM metabolomics were identical to those used for standard untargeted metabolomics. Intra- and extracellular untargeted data generated from SIRM experiments was analyzed separately using Compound Discoverer version 3.3 (Thermo Scientific, Bremen, Germany). Samples treated with labeled compounds were always paired with matched samples treated with unlabeled compounds in order to correct for naturally occurring isotope abundances. Unlabeled samples were used for compound detection and formula assignment via isotope pattern-based prediction, spectral library matches, or mass lists matches. The isotope patterns and formulas from the sample files then served as a reference for the detection of potential isotopologues per compound in the labeled sample type. A specification of the full Compound Discoverer workflow is available at https://github.com/turnbaughlab/2022_Noecker_ElentaMetabolism.
AN004145 | measurement_metadata | ION_MODE | POSITIVE
AN004145 | chromatography_metadata | CHROMATOGRAPHY_SUMMARY | Samples, sterile media, pools, and blanks were promptly added to a Thermo Vanquish Autosampler at 4°C in a Vanquish UHPLC (Thermo Fisher Scientific, Waltham, MA). Chromatographic separation was performed using an ACQUITY Bridged Ethylene Hybrid (BEH) Amide column 2.1 x 150 mm, 1.7-micron particle size, (Waters Corp. Milford, MA), using chromatographic conditions published elsewhere (HILIC method described in the Supplementary Methods of doi.org/10.1038/s41586-021-03707-9).
AN004145 | chromatography_metadata | INSTRUMENT_NAME | Thermo Vanquish
AN004145 | chromatography_metadata | COLUMN_NAME | Waters ACQUITY UPLC BEH Amide (150 x 2.1mm,1.7um)
AN004145 | chromatography_metadata | COLUMN_TEMPERATURE | 40
AN004145 | chromatography_metadata | FLOW_GRADIENT | The gradient profile was held at 100% B for 2 minutes, from 100% B to 70% B in 5 minutes, holding at 70% B for 0.7 minute, from 70% B to 40% B for 1.3 minutes, holding at 40% B for 0.5 minutes, from 40% B to 30% B for 0.75 minutes, before returning to 100% B for 2.5 minutes and holding at 100% B for 4 minutes.
AN004145 | chromatography_metadata | FLOW_RATE | 400 μL per minute
AN004145 | chromatography_metadata | SOLVENT_A | 100% water; 0.125% formic acid; 10 mM ammonium formate, pH 3
AN004145 | chromatography_metadata | SOLVENT_B | 95% acetonitrile/5% water; 0.125% formic acid; 10 mM ammonium formate
AN004145 | chromatography_metadata | CHROMATOGRAPHY_TYPE | HILIC
AN004145 | missingness | n_missing | 7097
AN004145 | missingness | n_value | 12154
AN004145 | missingness | perc_missing | 58.3922988316604
AN004145 | binomial_statistics | estimate | 0.887381275440977
AN004145 | binomial_statistics | statistic | 654
AN004145 | binomial_statistics | p.value | 3.30140078218248e-111
AN004145 | binomial_statistics | parameter | 737
AN004145 | binomial_statistics | conf.low | 0.866383530890049
AN004145 | binomial_statistics | conf.high | 1
AN004145 | binomial_statistics | method | Exact binomial test
AN004145 | binomial_statistics | alternative | greater
AN004165 | measurement_metadata | INSTRUMENT_NAME | Thermo Q Exactive Orbitrap
AN004165 | measurement_metadata | INSTRUMENT_TYPE | Orbitrap
AN004165 | measurement_metadata | MS_TYPE | ESI
AN004165 | measurement_metadata | ION_MODE | UNSPECIFIED
AN004165 | measurement_metadata | MS_COMMENTS | XCalibur 965 2.2 software (Thermo 966 Fisher Scientific) was used identification and relative quantification for metabolites.
AN004165 | chromatography_metadata | CHROMATOGRAPHY_TYPE | HILIC
AN004165 | chromatography_metadata | INSTRUMENT_NAME | Thermo Dionex Ultimate 3000
AN004165 | chromatography_metadata | COLUMN_NAME | SeQuant ZIC- pHILIC (150 x 2.1mm,5um)
AN004165 | chromatography_metadata | SOLVENT_A | 20 mM ammonium carbonate, 0.1% ammonium hydroxide
AN004165 | chromatography_metadata | SOLVENT_B | 100% Acetonitrile
AN004165 | chromatography_metadata | FLOW_GRADIENT | 0–20 min: linear gradient from 80% to 20% B; 20–20.5 min: linear gradient from 20% to 80% B; 20.5–28 min: hold at 80% B
AN004165 | chromatography_metadata | FLOW_RATE | 0.150 mL/min
AN004165 | chromatography_metadata | COLUMN_TEMPERATURE | 25
AN004165 | missingness | n_missing | 653
AN004165 | missingness | n_value | 5424
AN004165 | missingness | perc_missing | 12.0390855457227
AN004165 | binomial_statistics | estimate | 0.884012539184953
AN004165 | binomial_statistics | statistic | 282
AN004165 | binomial_statistics | p.value | 3.89125383412048e-48
AN004165 | binomial_statistics | parameter | 319
AN004165 | binomial_statistics | conf.low | 0.850250095302794
AN004165 | binomial_statistics | conf.high | 1
AN004165 | binomial_statistics | method | Exact binomial test
AN004165 | binomial_statistics | alternative | greater
AN004171 | measurement_metadata | INSTRUMENT_NAME | Thermo Q Exactive Orbitrap
AN004171 | measurement_metadata | INSTRUMENT_TYPE | Orbitrap
AN004171 | measurement_metadata | MS_TYPE | ESI
AN004171 | measurement_metadata | ION_MODE | POSITIVE
AN004171 | measurement_metadata | MS_COMMENTS | MS analyses were carried out using electrospray ionization in the positive ion mode using full scan analysis over 70-800 m/z at 70,000 resolution and 3 Hz data acquisition rate. Other MS settings were: sheath gas 40, sweep gas 2, spray voltage 3.5 kV, capillary temperature 350°C, S-lens RF 40, heater temperature 300°C, microscans 1, automatic gain control target 1e6, and maximum ion time 250 ms. Raw data were processed using TraceFinder 3.3 software (Thermo Fisher Scientific; Waltham, MA) and Progenesis QI (Nonlinear Dynamics; Newcastle upon Tyne, UK). Metabolite identities were confirmed using authentic reference standards.
AN004171 | chromatography_metadata | CHROMATOGRAPHY_SUMMARY | HILIC-pos: Hydrophilic interaction liquid chromatography (HILIC) analysis of water soluble metabolites in the positive ionization mode
AN004171 | chromatography_metadata | CHROMATOGRAPHY_TYPE | HILIC
AN004171 | chromatography_metadata | INSTRUMENT_NAME | Shimadzu Nexera X2
AN004171 | chromatography_metadata | COLUMN_NAME | Waters Atlantis HILIC (150 x 2.1mm,3um,100Å
AN004171 | chromatography_metadata | SOLVENT_A | 100% water; 0.1% formic acid; 10 mM ammonium formate
AN004171 | chromatography_metadata | SOLVENT_B | 100% acetonitrile; 0.1% formic acid
AN004171 | chromatography_metadata | FLOW_GRADIENT | 0-0.5 min, isocratic 95% B; 0.5-10.5 min, gradient to 40% B; 10.5-15 min, isocratic 40% B; 15-17 min, gradient to 95% B
AN004171 | chromatography_metadata | FLOW_RATE | 250 uL/min
AN004171 | chromatography_metadata | COLUMN_TEMPERATURE | 30
AN004171 | missingness | n_missing | 530
AN004171 | missingness | n_value | 10668
AN004171 | missingness | perc_missing | 4.96812898387702
AN004171 | binomial_statistics | estimate | 0.560736196319018
AN004171 | binomial_statistics | statistic | 914
AN004171 | binomial_statistics | p.value | 5.16651842059024e-07
AN004171 | binomial_statistics | parameter | 1630
AN004171 | binomial_statistics | conf.low | 0.540140411035477
AN004171 | binomial_statistics | conf.high | 1
AN004171 | binomial_statistics | method | Exact binomial test
AN004171 | binomial_statistics | alternative | greater
AN004172 | measurement_metadata | INSTRUMENT_NAME | Thermo Q Exactive Plus Orbitrap
AN004172 | measurement_metadata | INSTRUMENT_TYPE | Orbitrap
AN004172 | measurement_metadata | MS_TYPE | ESI
AN004172 | measurement_metadata | ION_MODE | NEGATIVE
AN004172 | measurement_metadata | MS_COMMENTS | MS analyses were carried out using electrospray ionization in the negative ion mode using full scan analysis over m/z 70-750 at 70,000 resolution and 3 Hz data acquisition rate. Additional MS settings were: ion spray voltage, -3.0 kV; capillary temperature, 350°C; probe heater temperature, 325 °C; sheath gas, 55; auxiliary gas, 10; and S-lens RF level 50. Raw data were processed using TraceFinder 3.3 software (Thermo Fisher Scientific; Waltham, MA) and Progenesis QI (Nonlinear Dynamics; Newcastle upon Tyne, UK). Metabolite identities were confirmed using authentic reference standards.
AN004172 | chromatography_metadata | CHROMATOGRAPHY_SUMMARY | HILIC-neg: Hydrophilic interaction liquid chromatography (HILIC) analysis of water soluble metabolites in the negative ionization mode
AN004172 | chromatography_metadata | CHROMATOGRAPHY_TYPE | HILIC
AN004172 | chromatography_metadata | INSTRUMENT_NAME | Shimadzu Nexera X2
AN004172 | chromatography_metadata | COLUMN_NAME | Phenomenex Luna NH2 (150 x 2 mm,5um;100Å)
AN004172 | chromatography_metadata | SOLVENT_A | 100% water; 20 mM ammonium acetate; 20 mM ammonium hydroxide
AN004172 | chromatography_metadata | SOLVENT_B | 75% methanol/25% acetonitrile; 10 mM ammonium hydroxide
AN004172 | chromatography_metadata | FLOW_GRADIENT | 0-10 min, gradient from 90% B to 0% B; 10-12 min, isocratic 0% B; 12-14 min, gradient from 0% B to 90% B
AN004172 | chromatography_metadata | FLOW_RATE | 400 uL/min
AN004172 | chromatography_metadata | COLUMN_TEMPERATURE | 30
AN004172 | missingness | n_missing | 381
AN004172 | missingness | n_value | 4452
AN004172 | missingness | perc_missing | 8.55795148247979
AN004172 | binomial_statistics | estimate | 0.629531388152078
AN004172 | binomial_statistics | statistic | 712
AN004172 | binomial_statistics | p.value | 1.25762286216586e-18
AN004172 | binomial_statistics | parameter | 1131
AN004172 | binomial_statistics | conf.low | 0.605238398731471
AN004172 | binomial_statistics | conf.high | 1
AN004172 | binomial_statistics | method | Exact binomial test
AN004172 | binomial_statistics | alternative | greater
AN004173 | measurement_metadata | INSTRUMENT_NAME | Thermo Exactive Plus Orbitrap
AN004173 | measurement_metadata | INSTRUMENT_TYPE | Orbitrap
AN004173 | measurement_metadata | MS_TYPE | ESI
AN004173 | measurement_metadata | ION_MODE | POSITIVE
AN004173 | measurement_metadata | MS_COMMENTS | MS analyses were carried out using electrospray ionization in the positive ion mode using full scan analysis over 200–1100 m/z at 70,000 resolution and 3 Hz data acquisition rate. Other MS settings were: sheath gas 50, in source CID 5 eV, sweep gas 5, spray voltage 3 kV, capillary temperature 300°C, S-lens RF 60, heater temperature 300°C, microscans 1, automatic gain control target 1e6, and maximum ion time 100 ms. Representative standards from each lipid class were used to identify lipids based on RT and m/z patterns, and characteristic product ion spectra. Lipid identities were denoted by total acyl carbon number and total number of double bond number.
AN004173 | chromatography_metadata | CHROMATOGRAPHY_SUMMARY | C8-pos: Reversed-phase C8 chromatography analysis of polar and nonpolar lipids in the positive ionization mode
AN004173 | chromatography_metadata | CHROMATOGRAPHY_TYPE | Reversed phase
AN004173 | chromatography_metadata | INSTRUMENT_NAME | Shimadzu Nexera X2
AN004173 | chromatography_metadata | COLUMN_NAME | Waters ACQUITY UPLC BEH C8 Column (2.1 mm X 100 mm,1.7 µm,130Å)
AN004173 | chromatography_metadata | SOLVENT_A | 95% water/5% methanol; 0.1% formic acid; 10 mM ammonium acetate
AN004173 | chromatography_metadata | SOLVENT_B | 100% methanol; 0.1% formic acid
AN004173 | chromatography_metadata | FLOW_GRADIENT | 0-1 min, isocratic 20% B; 1-3 min, gradient to 80% B; 3-10 min, gradient to 100% B; 10-13 min, isocratic 100% B; 13-14 min, gradient to 20% B
AN004173 | chromatography_metadata | FLOW_RATE | 450 uL/min
AN004173 | chromatography_metadata | COLUMN_TEMPERATURE | 40
AN004173 | missingness | n_missing | 183
AN004173 | missingness | n_value | 12684
AN004173 | missingness | perc_missing | 1.44276253547777
AN004173 | binomial_statistics | estimate | 0.936796536796537
AN004173 | binomial_statistics | statistic | 1082
AN004173 | binomial_statistics | p.value | 1.77535000531211e-231
AN004173 | binomial_statistics | parameter | 1155
AN004173 | binomial_statistics | conf.low | 0.923735376417718
AN004173 | binomial_statistics | conf.high | 1
AN004173 | binomial_statistics | method | Exact binomial test
AN004173 | binomial_statistics | alternative | greater
AN004192 | measurement_metadata | INSTRUMENT_NAME | Agilent 6530 QTOF
AN004192 | measurement_metadata | INSTRUMENT_TYPE | QTOF
AN004192 | measurement_metadata | MS_TYPE | ESI
AN004192 | measurement_metadata | ION_MODE | POSITIVE
AN004192 | measurement_metadata | MS_COMMENTS | Samples extracted using Matyash extraction procedure which includes MTBE, MeOH, and H2O. The organic (upper) phase was dried down and submitted for resuspension and injection onto the LC while the aqueous (bottom) phase was dried down and submitted to derivatization for GC. They are resuspended with 110 uL of a solution of 9:1 methanol: toluene and 50 ng/mL CUDA. This is then shaken for 20 seconds, sonicated for 5 minutes at room temperature, and then centrifuged for 2 minutes at 16100 rcf. The samples are then aliquoted into three parts. 33 uL are aliquoted into a vial with a 50 uL glass insert for positive and negative mode lipidomics. The last part is aliquoted into an eppendorf tube to be used as a pool. The samples are then loaded up on an Agilent 1290 Infinity LC stack. The positive and negative mode were run on an Agilent 6530 with a scan range of m/z 120-1200 Da with an acquisition speed of 2 spectra/s. Between 0.5 and 2 uL were injected onto a Waters ACQUITY UPLC CSH C18 1.7um 2.1x100mm Column with VanGuard PreColumn 2.1x5 mm . The gradient used is 0 min 15% (B), 0–2 min 30% (B), 2–2.5 min 48% (B), 2.5–11 min 82% (B), 11–11.5 min 99% (B), 11.5–12 min 99% (B), 12–12.1 min 15% (B), 12.1–15 min 15% (B) with a flow rate of 0.6 mL/min. The mass resolution for the Agilent 6530 is 10,000 for ESI (+).
AN004192 | measurement_metadata | MS_RESULTS_FILE | ST002545_AN004192_Results.txt UNITS:reads Has m/z:No Has RT:No RT units:No RT data
AN004192 | chromatography_metadata | CHROMATOGRAPHY_TYPE | Reversed phase
AN004192 | chromatography_metadata | INSTRUMENT_NAME | Agilent 1290 Infinity
AN004192 | chromatography_metadata | COLUMN_NAME | Waters ACQUITY UPLC CSH C18 (100 x 2.1mm,1.7um)
AN004192 | chromatography_metadata | SOLVENT_A | 60% water/40% acetonitrile; 5 mM ammonium formate; 0.1% formic acid
AN004192 | chromatography_metadata | SOLVENT_B | 90% isopropanol/10% methanol; 5 mM ammonium formate; 0.1% formic acid
AN004192 | chromatography_metadata | FLOW_GRADIENT | 15%-99%
AN004192 | chromatography_metadata | FLOW_RATE | 0.6 ml/min
AN004192 | chromatography_metadata | COLUMN_TEMPERATURE | 65
AN004192 | missingness | n_missing | 18
AN004192 | missingness | n_value | 3488
AN004192 | missingness | perc_missing | 0.51605504587156
AN004192 | binomial_statistics | estimate | 0.87037037037037
AN004192 | binomial_statistics | statistic | 47
AN004192 | binomial_statistics | p.value | 1.14593210476243e-08
AN004192 | binomial_statistics | parameter | 54
AN004192 | binomial_statistics | conf.low | 0.770264814421532
AN004192 | binomial_statistics | conf.high | 1
AN004192 | binomial_statistics | method | Exact binomial test
AN004192 | binomial_statistics | alternative | greater
AN004193 | measurement_metadata | INSTRUMENT_NAME | Agilent 6530 QTOF
AN004193 | measurement_metadata | INSTRUMENT_TYPE | QTOF
AN004193 | measurement_metadata | MS_TYPE | ESI
AN004193 | measurement_metadata | ION_MODE | NEGATIVE
AN004193 | measurement_metadata | MS_COMMENTS | Samples extracted using Matyash extraction procedure which includes MTBE, MeOH, and H2O. The organic (upper) phase was dried down and submitted for resuspension and injection onto the LC while the aqueous (bottom) phase was dried down and submitted to derivatization for GC. They are resuspended with 110 uL of a solution of 9:1 methanol: toluene and 50 ng/mL CUDA. This is then shaken for 20 seconds, sonicated for 5 minutes at room temperature, and then centrifuged for 2 minutes at 16100 rcf. The samples are then aliquoted into three parts. 33 uL are aliquoted into a vial with a 50 uL glass insert for positive and negative mode lipidomics. The last part is aliquoted into an eppendorf tube to be used as a pool. The samples are then loaded up on an Agilent 1290 Infinity LC stack. The positive and negative mode were run on an Agilent 6530 with a scan range of m/z 120-1200 Da with an acquisition speed of 2 spectra/s. Between 0.5 and 2 uL were injected onto a Waters ACQUITY UPLC CSH C18 1.7um 2.1x100mm Column with VanGuard PreColumn 2.1x5 mm . The gradient used is 0 min 15% (B), 0–2 min 30% (B), 2–2.5 min 48% (B), 2.5–11 min 82% (B), 11–11.5 min 99% (B), 11.5–12 min 99% (B), 12–12.1 min 15% (B), 12.1–15 min 15% (B) with a flow rate of 0.6 mL/min. The mass resolution for the Agilent 6530 is 10,000 for ESI (+).
AN004193 | measurement_metadata | MS_RESULTS_FILE | ST002546_AN004193_Results.txt UNITS:peak heights Has m/z:No Has RT:No RT units:No RT data
AN004193 | chromatography_metadata | CHROMATOGRAPHY_TYPE | Reversed phase
AN004193 | chromatography_metadata | INSTRUMENT_NAME | Waters Acquity
AN004193 | chromatography_metadata | COLUMN_NAME | Waters ACQUITY UPLC CSH C18 (100 x 2.1mm,1.7um)
AN004193 | chromatography_metadata | SOLVENT_A | 60% water/40% acetonitrile; 5 mM ammonium formate; 0.1% formic acid
AN004193 | chromatography_metadata | SOLVENT_B | 90% isopropanol/10% methanol; 5 mM ammonium formate; 0.1% formic acid
AN004193 | chromatography_metadata | FLOW_GRADIENT | 15%-99%
AN004193 | chromatography_metadata | FLOW_RATE | 0.6 ml/min
AN004193 | chromatography_metadata | COLUMN_TEMPERATURE | 65
AN004193 | missingness | n_missing | 16
AN004193 | missingness | n_value | 2256
AN004193 | missingness | perc_missing | 0.709219858156028
AN004193 | binomial_statistics | estimate | 1
AN004193 | binomial_statistics | statistic | 24
AN004193 | binomial_statistics | p.value | 5.96046447753907e-08
AN004193 | binomial_statistics | parameter | 24
AN004193 | binomial_statistics | conf.low | 0.882653843845051
AN004193 | binomial_statistics | conf.high | 1
AN004193 | binomial_statistics | method | Exact binomial test
AN004193 | binomial_statistics | alternative | greater
AN004204 | measurement_metadata | INSTRUMENT_NAME | Bruker timsTOF
AN004204 | measurement_metadata | INSTRUMENT_TYPE | QTOF
AN004204 | measurement_metadata | MS_TYPE | ESI
AN004204 | measurement_metadata | ION_MODE | POSITIVE
AN004204 | measurement_metadata | MS_COMMENTS | The LC-MS/MS analysis was performed using an ultra-high-performance liquid chromatography system (UHPLC) (Bruker Daltonik GmbH, Bremen, Germany) connected to a quadrupole time-of-flight mass spectrometer (QTOF). An electrospray ionization (ESI) source, a solvent delivery systems pump (HPG 1300), an autosampler, and a thermostat column compartment were all included in the system. The computer operating system was Windows 10 Enterprise 2016 LTSB. Bruker Compass HyStar 5.0 SR1 Patch1 (5.0.37.1), Compass 4.1 for otofSeries, and otof Control Version 6.2 software were used for data management. Mobile phases A (water with 0.1% formic acid) and B (acetonitrile with 0.1% formic acid) were employed. The gradient program was: 0–2 min, 99% A: 1% B; 2–17 min, 99–1% A: 1–99% B; 17–20 min, 99% B: 1% A. The flow rate. Subsequently, 20–20.1 min 99% B to 99% A; 20.1–28.5 min, 99% A: 1% B at 0.35 mL/min flow rate; 28.5–30 min; 99% A: 1% B at 0.25 mL/min. A 10 μL aliquot of the sample was injected, and the separation was performed on a Hamilton® Intensity Solo 2 C18 column (100 mm × 2.1 mm × 1.8 μm) at a column oven temperature set at 35 °C. For each injection, the ESI source circumstances were as follows: The capillary voltage was adjusted to 4500 V; the drying gas flow rate was 10.0 L/min at a temperature of 220 °C; and the nebulizer pressure was 2.2 bar. The collision energy stepping for the MS2 acquisition varied between 100 and 250% fixed at 20 eV and an end plate offset of 500 V. [35]. For the external calibration step, sodium formate was utilized as a calibrant. For the calibrant sodium formate, the auto MS scan segment of the acquisition lasted from 0 to 0.3 minutes, and the auto MS/MS segment, which included fragmentation, lasted from 0.3 to 30 minutes. The acquisition in both segments was performed using the positive mode at 12 Hz. The automatic in-run mass scan range was from 20 to 1300 m/z, the width of the precursor ion was ±0.5, the number of precursors was 3, the cycle time was 0.5 s, and the threshold was 400 cts. Active exclusion was excluded after 3 spectra and released after 0.2 min. The data was processed using MetaboScape® 4.0 software (Bruker Daltonics, Billerica, MA, USA) (37). The following were the T-ReX 2D/3D workflow bucketing parameters for the processed data: intensity threshold of 1000; peak length of 7 spectra; and using peak area for quantifying the feature. Mass spectra were calibrated in 0-0.3 minutes using features from at least 48 to 187 samples. However, the auto MS/MS scan was carried out using the average method. The retention time and mass ranges for the scan were 0.3 to 25 minutes and 50 to 1000 m/z, respectively. By using LC-QTOF to analyze every sample in duplicate, 88 samples from both groups undergoing examination were combined to create a data set with 3487 characteristics. Based on the mapping of the MS/MS spectra and retention time in the HMBD 4.0, an annotated database created to meet the demands of the metabolomics community, metabolites were identified. A total of 102 distinct metabolites were selected after MetaboScape® filtration (Supplementary Table S1). The peak intensities of each metabolite were used to quantify the data matrix. Only significant compounds recorded in the HMDB 4.0 with p &lt; 0.05 were included in the metabolite datasets. The online website HMDB (https://hmdb.ca/metabolites/HMDB0059911) was used to filter the human metabolites or Arabic gum metabolites. Following HMDB filtration, 92 unique metabolites remained (Supplementary Table S2). The software MetaboAnalyst 5.0 (Mcgill University, Montreal, QC, Canada), a comprehensive platform for metabolomics data analysis, was used to import the metabolite datasets after exporting them as a CSV file [36]. To help classify the samples, the most discriminating features in the studied group were chosen using the sPLS-DA method in MetaboAnalyst. The rate of false positives was reduced, and multiple hypothesis testing was corrected using the false discovery rate (FDR) approach. The Arabic gum group's significantly altered metabolites were found using a two-tailed independent students t-test in comparison to the control group. As a result, a volcano plot was created to display the statistical significance and fold change for cellular metabolite dysregulation. The threshold for significance was p&lt;0.05. Functional Enrichments were constructed using metaboanalyst (https://www.metaboanalyst.ca).
AN004204 | chromatography_metadata | CHROMATOGRAPHY_TYPE | Reversed phase
AN004204 | chromatography_metadata | INSTRUMENT_NAME | Bruker timsTOF
AN004204 | chromatography_metadata | COLUMN_NAME | Bruker Intensity Solo 2 C18 (100 mm × 2.1 mm , 1.8 μm)
AN004204 | chromatography_metadata | SOLVENT_A | 100% water; 0.1% formic acid
AN004204 | chromatography_metadata | SOLVENT_B | 100% acetonitrile; 0.1% formic acid
AN004204 | chromatography_metadata | FLOW_GRADIENT | The gradient program was: 0–2 min, 99% A: 1% B; 2–17 min, 99–1% A: 1–99% B; 17–20 min, 99% B: 1% A. The flow rate was fixed at 0.25 mL/min. Subsequently, 20–20.1 min 99% B to 99% A; 20.1–28.5 min, 99% A: 1% B at 0.35 mL/min flow rate; 28.5–30 min; 99% A: 1% B at 0.25 mL/min.
AN004204 | chromatography_metadata | FLOW_RATE | 250 uL/min
AN004204 | chromatography_metadata | COLUMN_TEMPERATURE | 35
AN004204 | missingness | n_missing | 1263
AN004204 | missingness | n_value | 17424
AN004204 | missingness | perc_missing | 7.24862258953168
AN004204 | binomial_statistics | estimate | 0.681631362630414
AN004204 | binomial_statistics | statistic | 6468
AN004204 | binomial_statistics | p.value | 9.83037464150932e-281
AN004204 | binomial_statistics | parameter | 9489
AN004204 | binomial_statistics | conf.low | 0.673672082563567
AN004204 | binomial_statistics | conf.high | 1
AN004204 | binomial_statistics | method | Exact binomial test
AN004204 | binomial_statistics | alternative | greater
AN004306 | measurement_metadata | INSTRUMENT_TYPE | Orbitrap
AN004306 | measurement_metadata | INSTRUMENT_NAME | Thermo Q Exactive Orbitrap
AN004306 | measurement_metadata | MS_TYPE | ESI
AN004306 | measurement_metadata | ION_MODE | POSITIVE
AN004306 | measurement_metadata | MS_COMMENTS | High resolution, accurate mass data were acquired using a system comprised of a Shimadzu Nexera X2 U-HPLC (Shimadzu Corp.; Marlborough, MA) coupled to a Q Exactive hybrid quadrupole orbitrap mass spectrometer (Thermo Fisher Scientific; Waltham, MA). MS analyses were carried out using electrospray ionization in the positive ion mode using full scan analysis over 70-800 m/z at 70,000 resolution and 3 Hz data acquisition rate. Other MS settings were: sheath gas 40, sweep gas 2, spray voltage 3.5 kV, capillary temperature 350°C, S-lens RF 40, heater temperature 300°C, microscans 1, automatic gain control target 1e6, and maximum ion time 250 ms. Raw data were processed using TraceFinder software (Thermo Fisher Scientific; Waltham, MA) and Progenesis QI (Nonlinear Dynamics; Newcastle upon Tyne, UK). The identities of 202 profiled metabolites were confirmed using reference standards.
AN004306 | measurement_metadata | MS_RESULTS_FILE | ST002634_AN004306_results.txt UNITS:peak area Has m/z:Yes Has RT:Yes RT units:Minutes
AN004306 | chromatography_metadata | CHROMATOGRAPHY_SUMMARY | Extracts (10 µL) were injected onto a 150 x 2.1 mm Atlantis HILIC column (Waters). The column was eluted isocratically at a flow rate of 250 µL/min with 5% mobile phase A (10 mM ammonium formate and 0.1% formic acid in water) for 1 minute followed by a linear gradient to 40% mobile phase B (acetonitrile with 0.1% formic acid) over 10 minutes
AN004306 | chromatography_metadata | CHROMATOGRAPHY_TYPE | HILIC
AN004306 | chromatography_metadata | INSTRUMENT_NAME | Shimadzu Nexera X2
AN004306 | chromatography_metadata | COLUMN_NAME | Waters Atlantis HILIC (150 x 2.1mm,3um)
AN004306 | chromatography_metadata | SOLVENT_A | 100% water; 0.1% formic acid; 10 mM ammonium formate
AN004306 | chromatography_metadata | SOLVENT_B | 100% acetonitrile; 0.1% formic acid
AN004306 | chromatography_metadata | FLOW_GRADIENT | The column was eluted isocratically at a flow rate of 250 µL/min with 5% mobile phase A for 1 minute followed by a linear gradient to 40% mobile phase B over 10 minutes
AN004306 | chromatography_metadata | FLOW_RATE | 250 µL/min
AN004306 | chromatography_metadata | COLUMN_TEMPERATURE | -
AN004306 | missingness | n_missing | 40
AN004306 | missingness | n_value | 10300
AN004306 | missingness | perc_missing | 0.388349514563107
AN004306 | binomial_statistics | estimate | 0.7
AN004306 | binomial_statistics | statistic | 28
AN004306 | binomial_statistics | p.value | 0.00829450168748737
AN004306 | binomial_statistics | parameter | 40
AN004306 | binomial_statistics | conf.low | 0.559720262234269
AN004306 | binomial_statistics | conf.high | 1
AN004306 | binomial_statistics | method | Exact binomial test
AN004306 | binomial_statistics | alternative | greater
AN004313 | measurement_metadata | INSTRUMENT_TYPE | Orbitrap
AN004313 | measurement_metadata | INSTRUMENT_NAME | Thermo Q Exactive Orbitrap
AN004313 | measurement_metadata | MS_TYPE | ESI
AN004313 | measurement_metadata | ION_MODE | POSITIVE
AN004313 | measurement_metadata | MS_COMMENTS | High resolution, accurate mass data were acquired using a system comprised of a Shimadzu Nexera X2 U-HPLC (Shimadzu Corp.; Marlborough, MA) coupled to a Q Exactive hybrid quadrupole orbitrap mass spectrometer (Thermo Fisher Scientific; Waltham, MA). MS analyses were carried out using electrospray ionization in the positive ion mode using full scan analysis over 70-800 m/z at 70,000 resolution and 3 Hz data acquisition rate. Other MS settings were: sheath gas 40, sweep gas 2, spray voltage 3.5 kV, capillary temperature 350°C, S-lens RF 40, heater temperature 300°C, microscans 1, automatic gain control target 1e6, and maximum ion time 250 ms. Raw data were processed using TraceFinder software (Thermo Fisher Scientific; Waltham, MA) and Progenesis QI (Nonlinear Dynamics; Newcastle upon Tyne, UK). The identities of 202 profiled metabolites were confirmed using reference standards.
AN004313 | measurement_metadata | MS_RESULTS_FILE | ST002641_AN004313_results.txt UNITS:peak area Has m/z:Yes Has RT:Yes RT units:Minutes
AN004313 | chromatography_metadata | CHROMATOGRAPHY_SUMMARY | Extracts (10 µL) were injected onto a 150 x 2.1 mm Atlantis HILIC column (Waters). The column was eluted isocratically at a flow rate of 250 µL/min with 5% mobile phase A (10 mM ammonium formate and 0.1% formic acid in water) for 1 minute followed by a linear gradient to 40% mobile phase B (acetonitrile with 0.1% formic acid) over 10 minutes
AN004313 | chromatography_metadata | CHROMATOGRAPHY_TYPE | HILIC
AN004313 | chromatography_metadata | INSTRUMENT_NAME | Shimadzu Nexera X2
AN004313 | chromatography_metadata | COLUMN_NAME | Waters Atlantis HILIC (150 x 2.1mm,3um)
AN004313 | chromatography_metadata | SOLVENT_A | 100% water; 0.1% formic acid; 10 mM ammonium formate
AN004313 | chromatography_metadata | SOLVENT_B | 100% acetonitrile; 0.1% formic acid
AN004313 | chromatography_metadata | FLOW_GRADIENT | The column was eluted isocratically at a flow rate of 250 µL/min with 5% mobile phase A for 1 minute followed by a linear gradient to 40% mobile phase B over 10 minutes
AN004313 | chromatography_metadata | FLOW_RATE | 250 µL/min
AN004313 | chromatography_metadata | COLUMN_TEMPERATURE | -
AN004313 | missingness | n_missing | 28
AN004313 | missingness | n_value | 10028
AN004313 | missingness | perc_missing | 0.279218189070602
AN004313 | binomial_statistics | estimate | 0.796610169491525
AN004313 | binomial_statistics | statistic | 47
AN004313 | binomial_statistics | p.value | 2.56281462484436e-06
AN004313 | binomial_statistics | parameter | 59
AN004313 | binomial_statistics | conf.low | 0.691393128243852
AN004313 | binomial_statistics | conf.high | 1
AN004313 | binomial_statistics | method | Exact binomial test
AN004313 | binomial_statistics | alternative | greater
AN004314 | measurement_metadata | INSTRUMENT_TYPE | Orbitrap
AN004314 | measurement_metadata | INSTRUMENT_NAME | Thermo Q Exactive Orbitrap
AN004314 | measurement_metadata | MS_TYPE | ESI
AN004314 | measurement_metadata | ION_MODE | POSITIVE
AN004314 | measurement_metadata | MS_COMMENTS | High resolution, accurate mass data were acquired using a system comprised of a Shimadzu Nexera X2 U-HPLC (Shimadzu Corp.; Marlborough, MA) coupled to a Q Exactive hybrid quadrupole orbitrap mass spectrometer (Thermo Fisher Scientific; Waltham, MA). MS analyses were carried out using electrospray ionization in the positive ion mode using full scan analysis over 70-800 m/z at 70,000 resolution and 3 Hz data acquisition rate. Other MS settings were: sheath gas 40, sweep gas 2, spray voltage 3.5 kV, capillary temperature 350°C, S-lens RF 40, heater temperature 300°C, microscans 1, automatic gain control target 1e6, and maximum ion time 250 ms. Raw data were processed using TraceFinder software (Thermo Fisher Scientific; Waltham, MA) and Progenesis QI (Nonlinear Dynamics; Newcastle upon Tyne, UK). The identities of 202 profiled metabolites were confirmed using reference standards.
AN004314 | measurement_metadata | MS_RESULTS_FILE | ST002642_AN004314_results.txt UNITS:peak area Has m/z:Yes Has RT:Yes RT units:Minutes
AN004314 | chromatography_metadata | CHROMATOGRAPHY_SUMMARY | Extracts (10 µL) were injected onto a 150 x 2.1 mm Atlantis HILIC column (Waters). The column was eluted isocratically at a flow rate of 250 µL/min with 5% mobile phase A (10 mM ammonium formate and 0.1% formic acid in water) for 1 minute followed by a linear gradient to 40% mobile phase B (acetonitrile with 0.1% formic acid) over 10 minutes
AN004314 | chromatography_metadata | CHROMATOGRAPHY_TYPE | HILIC
AN004314 | chromatography_metadata | INSTRUMENT_NAME | Shimadzu Nexera X2
AN004314 | chromatography_metadata | COLUMN_NAME | Waters Atlantis HILIC (150 x 2.1mm,3um)
AN004314 | chromatography_metadata | SOLVENT_A | 100% water; 0.1% formic acid; 10 mM ammonium formate
AN004314 | chromatography_metadata | SOLVENT_B | 100% acetonitrile; 0.1% formic acid
AN004314 | chromatography_metadata | FLOW_GRADIENT | The column was eluted isocratically at a flow rate of 250 µL/min with 5% mobile phase A for 1 minute followed by a linear gradient to 40% mobile phase B over 10 minutes
AN004314 | chromatography_metadata | FLOW_RATE | 250 µL/min
AN004314 | chromatography_metadata | COLUMN_TEMPERATURE | -
AN004314 | missingness | n_missing | 113
AN004314 | missingness | n_value | 10300
AN004314 | missingness | perc_missing | 1.09708737864078
AN004314 | binomial_statistics | estimate | 1
AN004314 | binomial_statistics | statistic | 92
AN004314 | binomial_statistics | p.value | 2.01948391736578e-28
AN004314 | binomial_statistics | parameter | 92
AN004314 | binomial_statistics | conf.low | 0.967962136824548
AN004314 | binomial_statistics | conf.high | 1
AN004314 | binomial_statistics | method | Exact binomial test
AN004314 | binomial_statistics | alternative | greater
AN004321 | measurement_metadata | INSTRUMENT_TYPE | Orbitrap
AN004321 | measurement_metadata | INSTRUMENT_NAME | Thermo Q Exactive Orbitrap
AN004321 | measurement_metadata | MS_TYPE | ESI
AN004321 | measurement_metadata | ION_MODE | POSITIVE
AN004321 | measurement_metadata | MS_COMMENTS | High resolution, accurate mass data were acquired using a system comprised of a Shimadzu Nexera X2 U-HPLC (Shimadzu Corp.; Marlborough, MA) coupled to a Q Exactive hybrid quadrupole orbitrap mass spectrometer (Thermo Fisher Scientific; Waltham, MA). MS analyses were carried out using electrospray ionization in the positive ion mode using full scan analysis over 70-800 m/z at 70,000 resolution and 3 Hz data acquisition rate. Other MS settings were: sheath gas 40, sweep gas 2, spray voltage 3.5 kV, capillary temperature 350°C, S-lens RF 40, heater temperature 300°C, microscans 1, automatic gain control target 1e6, and maximum ion time 250 ms. Raw data were processed using TraceFinder software (Thermo Fisher Scientific; Waltham, MA) and Progenesis QI (Nonlinear Dynamics; Newcastle upon Tyne, UK). The identities of 202 profiled metabolites were confirmed using reference standards.
AN004321 | measurement_metadata | MS_RESULTS_FILE | ST002649_AN004321_results.txt UNITS:peak area Has m/z:Yes Has RT:Yes RT units:Minutes
AN004321 | chromatography_metadata | CHROMATOGRAPHY_SUMMARY | Extracts (10 µL) were injected onto a 150 x 2.1 mm Atlantis HILIC column (Waters). The column was eluted isocratically at a flow rate of 250 µL/min with 5% mobile phase A (10 mM ammonium formate and 0.1% formic acid in water) for 1 minute followed by a linear gradient to 40% mobile phase B (acetonitrile with 0.1% formic acid) over 10 minutes
AN004321 | chromatography_metadata | CHROMATOGRAPHY_TYPE | HILIC
AN004321 | chromatography_metadata | INSTRUMENT_NAME | Shimadzu Nexera X2
AN004321 | chromatography_metadata | COLUMN_NAME | Waters Atlantis HILIC (150 x 2.1mm,3um)
AN004321 | chromatography_metadata | SOLVENT_A | 100% water; 0.1% formic acid; 10 mM ammonium formate
AN004321 | chromatography_metadata | SOLVENT_B | 100% acetonitrile; 0.1% formic acid
AN004321 | chromatography_metadata | FLOW_GRADIENT | The column was eluted isocratically at a flow rate of 250 µL/min with 5% mobile phase A for 1 minute followed by a linear gradient to 40% mobile phase B over 10 minutes
AN004321 | chromatography_metadata | FLOW_RATE | 250 µL/min
AN004321 | chromatography_metadata | COLUMN_TEMPERATURE | -
AN004321 | missingness | n_missing | 38
AN004321 | missingness | n_value | 10700
AN004321 | missingness | perc_missing | 0.355140186915888
AN004321 | binomial_statistics | estimate | 0.986111111111111
AN004321 | binomial_statistics | statistic | 71
AN004321 | binomial_statistics | p.value | 1.5458351287391e-20
AN004321 | binomial_statistics | parameter | 72
AN004321 | binomial_statistics | conf.low | 0.935801457294756
AN004321 | binomial_statistics | conf.high | 1
AN004321 | binomial_statistics | method | Exact binomial test
AN004321 | binomial_statistics | alternative | greater
AN004331 | measurement_metadata | INSTRUMENT_TYPE | Orbitrap
AN004331 | measurement_metadata | INSTRUMENT_NAME | Thermo Q Exactive Orbitrap
AN004331 | measurement_metadata | MS_TYPE | ESI
AN004331 | measurement_metadata | ION_MODE | POSITIVE
AN004331 | measurement_metadata | MS_COMMENTS | High resolution, accurate mass data were acquired using a system comprised of a Shimadzu Nexera X2 U-HPLC (Shimadzu Corp.; Marlborough, MA) coupled to a Q Exactive hybrid quadrupole orbitrap mass spectrometer (Thermo Fisher Scientific; Waltham, MA). MS analyses were carried out using electrospray ionization in the positive ion mode using full scan analysis over 70-800 m/z at 70,000 resolution and 3 Hz data acquisition rate. Other MS settings were: sheath gas 40, sweep gas 2, spray voltage 3.5 kV, capillary temperature 350°C, S-lens RF 40, heater temperature 300°C, microscans 1, automatic gain control target 1e6, and maximum ion time 250 ms. Raw data were processed using TraceFinder software (Thermo Fisher Scientific; Waltham, MA) and Progenesis QI (Nonlinear Dynamics; Newcastle upon Tyne, UK). The identities of 202 profiled metabolites were confirmed using reference standards.
AN004331 | measurement_metadata | MS_RESULTS_FILE | ST002659_AN004331_results.txt UNITS:peak area Has m/z:Yes Has RT:Yes RT units:Minutes
AN004331 | chromatography_metadata | CHROMATOGRAPHY_SUMMARY | Extracts (10 µL) were injected onto a 150 x 2.1 mm Atlantis HILIC column (Waters). The column was eluted isocratically at a flow rate of 250 µL/min with 5% mobile phase A (10 mM ammonium formate and 0.1% formic acid in water) for 1 minute followed by a linear gradient to 40% mobile phase B (acetonitrile with 0.1% formic acid) over 10 minutes
AN004331 | chromatography_metadata | CHROMATOGRAPHY_TYPE | HILIC
AN004331 | chromatography_metadata | INSTRUMENT_NAME | Shimadzu Nexera X2
AN004331 | chromatography_metadata | COLUMN_NAME | Waters Atlantis HILIC (150 x 2.1mm,3um)
AN004331 | chromatography_metadata | SOLVENT_A | 100% water; 0.1% formic acid; 10 mM ammonium formate
AN004331 | chromatography_metadata | SOLVENT_B | 100% acetonitrile; 0.1% formic acid
AN004331 | chromatography_metadata | FLOW_GRADIENT | The column was eluted isocratically at a flow rate of 250 µL/min with 5% mobile phase A for 1 minute followed by a linear gradient to 40% mobile phase B over 10 minutes
AN004331 | chromatography_metadata | FLOW_RATE | 250 µL/min
AN004331 | chromatography_metadata | COLUMN_TEMPERATURE | -
AN004331 | missingness | n_missing | 64
AN004331 | missingness | n_value | 11100
AN004331 | missingness | perc_missing | 0.576576576576577
AN004331 | binomial_statistics | estimate | 0.952830188679245
AN004331 | binomial_statistics | statistic | 101
AN004331 | binomial_statistics | p.value | 1.3128020792562e-24
AN004331 | binomial_statistics | parameter | 106
AN004331 | binomial_statistics | conf.low | 0.903381954421079
AN004331 | binomial_statistics | conf.high | 1
AN004331 | binomial_statistics | method | Exact binomial test
AN004331 | binomial_statistics | alternative | greater
AN004336 | measurement_metadata | INSTRUMENT_TYPE | Orbitrap
AN004336 | measurement_metadata | INSTRUMENT_NAME | Thermo Q Exactive Orbitrap
AN004336 | measurement_metadata | MS_TYPE | ESI
AN004336 | measurement_metadata | ION_MODE | POSITIVE
AN004336 | measurement_metadata | MS_COMMENTS | High resolution, accurate mass data were acquired using a system comprised of a Shimadzu Nexera X2 U-HPLC (Shimadzu Corp.; Marlborough, MA) coupled to a Q Exactive hybrid quadrupole orbitrap mass spectrometer (Thermo Fisher Scientific; Waltham, MA). MS analyses were carried out using electrospray ionization in the positive ion mode using full scan analysis over 70-800 m/z at 70,000 resolution and 3 Hz data acquisition rate. Other MS settings were: sheath gas 40, sweep gas 2, spray voltage 3.5 kV, capillary temperature 350°C, S-lens RF 40, heater temperature 300°C, microscans 1, automatic gain control target 1e6, and maximum ion time 250 ms. Raw data were processed using TraceFinder software (Thermo Fisher Scientific; Waltham, MA) and Progenesis QI (Nonlinear Dynamics; Newcastle upon Tyne, UK). The identities of 202 profiled metabolites were confirmed using reference standards.
AN004336 | measurement_metadata | MS_RESULTS_FILE | ST002664_AN004336_results.txt UNITS:peak area Has m/z:Yes Has RT:Yes RT units:Minutes
AN004336 | chromatography_metadata | CHROMATOGRAPHY_SUMMARY | Extracts (10 µL) were injected onto a 150 x 2.1 mm Atlantis HILIC column (Waters). The column was eluted isocratically at a flow rate of 250 µL/min with 5% mobile phase A (10 mM ammonium formate and 0.1% formic acid in water) for 1 minute followed by a linear gradient to 40% mobile phase B (acetonitrile with 0.1% formic acid) over 10 minutes
AN004336 | chromatography_metadata | CHROMATOGRAPHY_TYPE | HILIC
AN004336 | chromatography_metadata | INSTRUMENT_NAME | Shimadzu Nexera X2
AN004336 | chromatography_metadata | COLUMN_NAME | Waters Atlantis HILIC (150 x 2.1mm,3um)
AN004336 | chromatography_metadata | SOLVENT_A | 100% water; 0.1% formic acid; 10 mM ammonium formate
AN004336 | chromatography_metadata | SOLVENT_B | 100% acetonitrile; 0.1% formic acid
AN004336 | chromatography_metadata | FLOW_GRADIENT | The column was eluted isocratically at a flow rate of 250 µL/min with 5% mobile phase A for 1 minute followed by a linear gradient to 40% mobile phase B over 10 minutes
AN004336 | chromatography_metadata | FLOW_RATE | 250 µL/min
AN004336 | chromatography_metadata | COLUMN_TEMPERATURE | -
AN004336 | missingness | n_missing | 42
AN004336 | missingness | n_value | 11900
AN004336 | missingness | perc_missing | 0.352941176470588
AN004336 | binomial_statistics | estimate | 0.833333333333333
AN004336 | binomial_statistics | statistic | 65
AN004336 | binomial_statistics | p.value | 9.03851552704276e-10
AN004336 | binomial_statistics | parameter | 78
AN004336 | binomial_statistics | conf.low | 0.748136099669306
AN004336 | binomial_statistics | conf.high | 1
AN004336 | binomial_statistics | method | Exact binomial test
AN004336 | binomial_statistics | alternative | greater
AN004338 | measurement_metadata | INSTRUMENT_TYPE | Orbitrap
AN004338 | measurement_metadata | INSTRUMENT_NAME | Thermo Q Exactive Orbitrap
AN004338 | measurement_metadata | MS_TYPE | ESI
AN004338 | measurement_metadata | ION_MODE | POSITIVE
AN004338 | measurement_metadata | MS_COMMENTS | High resolution, accurate mass data were acquired using a system comprised of a Shimadzu Nexera X2 U-HPLC (Shimadzu Corp.; Marlborough, MA) coupled to a Q Exactive hybrid quadrupole orbitrap mass spectrometer (Thermo Fisher Scientific; Waltham, MA). MS analyses were carried out using electrospray ionization in the positive ion mode using full scan analysis over 70-800 m/z at 70,000 resolution and 3 Hz data acquisition rate. Other MS settings were: sheath gas 40, sweep gas 2, spray voltage 3.5 kV, capillary temperature 350°C, S-lens RF 40, heater temperature 300°C, microscans 1, automatic gain control target 1e6, and maximum ion time 250 ms. Raw data were processed using TraceFinder software (Thermo Fisher Scientific; Waltham, MA) and Progenesis QI (Nonlinear Dynamics; Newcastle upon Tyne, UK). The identities of 202 profiled metabolites were confirmed using reference standards.
AN004338 | measurement_metadata | MS_RESULTS_FILE | ST002666_AN004338_results.txt UNITS:peak area Has m/z:Yes Has RT:Yes RT units:Minutes
AN004338 | chromatography_metadata | CHROMATOGRAPHY_SUMMARY | Extracts (10 µL) were injected onto a 150 x 2.1 mm Atlantis HILIC column (Waters). The column was eluted isocratically at a flow rate of 250 µL/min with 5% mobile phase A (10 mM ammonium formate and 0.1% formic acid in water) for 1 minute followed by a linear gradient to 40% mobile phase B (acetonitrile with 0.1% formic acid) over 10 minutes
AN004338 | chromatography_metadata | CHROMATOGRAPHY_TYPE | HILIC
AN004338 | chromatography_metadata | INSTRUMENT_NAME | Shimadzu Nexera X2
AN004338 | chromatography_metadata | COLUMN_NAME | Waters Atlantis HILIC (150 x 2.1mm,3um)
AN004338 | chromatography_metadata | SOLVENT_A | 100% water; 0.1% formic acid; 10 mM ammonium formate
AN004338 | chromatography_metadata | SOLVENT_B | 100% acetonitrile; 0.1% formic acid
AN004338 | chromatography_metadata | FLOW_GRADIENT | The column was eluted isocratically at a flow rate of 250 µL/min with 5% mobile phase A for 1 minute followed by a linear gradient to 40% mobile phase B over 10 minutes
AN004338 | chromatography_metadata | FLOW_RATE | 250 µL/min
AN004338 | chromatography_metadata | COLUMN_TEMPERATURE | -
AN004338 | missingness | n_missing | 15
AN004338 | missingness | n_value | 5475
AN004338 | missingness | perc_missing | 0.273972602739726
AN004338 | binomial_statistics | estimate | 0.8
AN004338 | binomial_statistics | statistic | 16
AN004338 | binomial_statistics | p.value | 0.00590896606445313
AN004338 | binomial_statistics | parameter | 20
AN004338 | binomial_statistics | conf.low | 0.598971882668025
AN004338 | binomial_statistics | conf.high | 1
AN004338 | binomial_statistics | method | Exact binomial test
AN004338 | binomial_statistics | alternative | greater
AN004339 | measurement_metadata | INSTRUMENT_TYPE | Orbitrap
AN004339 | measurement_metadata | INSTRUMENT_NAME | Thermo Q Exactive Orbitrap
AN004339 | measurement_metadata | MS_TYPE | ESI
AN004339 | measurement_metadata | ION_MODE | POSITIVE
AN004339 | measurement_metadata | MS_COMMENTS | High resolution, accurate mass data were acquired using a system comprised of a Shimadzu Nexera X2 U-HPLC (Shimadzu Corp.; Marlborough, MA) coupled to a Q Exactive hybrid quadrupole orbitrap mass spectrometer (Thermo Fisher Scientific; Waltham, MA). MS analyses were carried out using electrospray ionization in the positive ion mode using full scan analysis over 70-800 m/z at 70,000 resolution and 3 Hz data acquisition rate. Other MS settings were: sheath gas 40, sweep gas 2, spray voltage 3.5 kV, capillary temperature 350°C, S-lens RF 40, heater temperature 300°C, microscans 1, automatic gain control target 1e6, and maximum ion time 250 ms. Raw data were processed using TraceFinder software (Thermo Fisher Scientific; Waltham, MA) and Progenesis QI (Nonlinear Dynamics; Newcastle upon Tyne, UK). The identities of 202 profiled metabolites were confirmed using reference standards.
AN004339 | measurement_metadata | MS_RESULTS_FILE | ST002667_AN004339_results.txt UNITS:peak area Has m/z:Yes Has RT:Yes RT units:Minutes
AN004339 | chromatography_metadata | CHROMATOGRAPHY_SUMMARY | Extracts (10 µL) were injected onto a 150 x 2.1 mm Atlantis HILIC column (Waters). The column was eluted isocratically at a flow rate of 250 µL/min with 5% mobile phase A (10 mM ammonium formate and 0.1% formic acid in water) for 1 minute followed by a linear gradient to 40% mobile phase B (acetonitrile with 0.1% formic acid) over 10 minutes
AN004339 | chromatography_metadata | CHROMATOGRAPHY_TYPE | HILIC
AN004339 | chromatography_metadata | INSTRUMENT_NAME | Shimadzu Nexera X2
AN004339 | chromatography_metadata | COLUMN_NAME | Waters Atlantis HILIC (150 x 2.1mm,3um)
AN004339 | chromatography_metadata | SOLVENT_A | 100% water; 0.1% formic acid; 10 mM ammonium formate
AN004339 | chromatography_metadata | SOLVENT_B | 100% acetonitrile; 0.1% formic acid
AN004339 | chromatography_metadata | FLOW_GRADIENT | The column was eluted isocratically at a flow rate of 250 µL/min with 5% mobile phase A for 1 minute followed by a linear gradient to 40% mobile phase B over 10 minutes
AN004339 | chromatography_metadata | FLOW_RATE | 250 µL/min
AN004339 | chromatography_metadata | COLUMN_TEMPERATURE | -
AN004339 | missingness | n_missing | 15
AN004339 | missingness | n_value | 5725
AN004339 | missingness | perc_missing | 0.262008733624454
AN004339 | binomial_statistics | estimate | 1
AN004339 | binomial_statistics | statistic | 40
AN004339 | binomial_statistics | p.value | 9.09494701772929e-13
AN004339 | binomial_statistics | parameter | 40
AN004339 | binomial_statistics | conf.low | 0.927842475494485
AN004339 | binomial_statistics | conf.high | 1
AN004339 | binomial_statistics | method | Exact binomial test
AN004339 | binomial_statistics | alternative | greater
AN004353 | measurement_metadata | INSTRUMENT_NAME | Thermo Q Exactive Orbitrap
AN004353 | measurement_metadata | INSTRUMENT_TYPE | Orbitrap
AN004353 | measurement_metadata | MS_TYPE | ESI
AN004353 | measurement_metadata | ION_MODE | POSITIVE
AN004353 | measurement_metadata | MS_COMMENTS | The Q Exactive mass spectrometer (ThermoFisher) was operated independently in positive or negative ion mode, scanning in Full MS mode (2 microscans) from 60 to 900 m/z at 70,000 resolution, with 4 kV spray voltage, 45 sheath gas, 15 auxiliary gas. Calibration was performed prior to analysis using the PierceTM Positive and Negative Ion Calibration Solutions (ThermoFisher). Acquired data was then converted from raw to mzXML file format using Mass Matrix (Cleveland, OH). Samples were analyzed in randomized order with a technical mixture injected periodically through analysis to qualify instrument performance. Metabolite assignments, isotopologue distributions, and correction for expected natural abundances of deuterium, 13C, and 15N isotopes were performed using MAVEN (Princeton, NJ)
AN004353 | chromatography_metadata | CHROMATOGRAPHY_TYPE | Reversed phase
AN004353 | chromatography_metadata | INSTRUMENT_NAME | Thermo Vanquish
AN004353 | chromatography_metadata | COLUMN_NAME | Phenomenex Kinetex C18 (100 x 2.1mm,1.7um)
AN004353 | chromatography_metadata | SOLVENT_A | 0.1% formic acid in water
AN004353 | chromatography_metadata | SOLVENT_B | 0.1% formic acid in acetonitrile
AN004353 | chromatography_metadata | FLOW_GRADIENT | 0-0.5min 5% B; 1.1min 95% B; 2.75min 95%B; 3min 5%B; 5min 5%B
AN004353 | chromatography_metadata | FLOW_RATE | 0.45
AN004353 | chromatography_metadata | COLUMN_TEMPERATURE | 45
AN004353 | missingness | n_missing | 384
AN004353 | missingness | n_value | 7410
AN004353 | missingness | perc_missing | 5.18218623481781
AN004353 | binomial_statistics | estimate | 0.870086608927382
AN004353 | binomial_statistics | statistic | 1306
AN004353 | binomial_statistics | p.value | 3.01211786935665e-202
AN004353 | binomial_statistics | parameter | 1501
AN004353 | binomial_statistics | conf.low | 0.854940826564683
AN004353 | binomial_statistics | conf.high | 1
AN004353 | binomial_statistics | method | Exact binomial test
AN004353 | binomial_statistics | alternative | greater
AN004360 | measurement_metadata | INSTRUMENT_TYPE | QTOF
AN004360 | measurement_metadata | INSTRUMENT_NAME | Agilent 6545 QTOF
AN004360 | measurement_metadata | MS_TYPE | ESI
AN004360 | measurement_metadata | ION_MODE | POSITIVE
AN004360 | measurement_metadata | MS_COMMENTS | See SOP protocol MiCAS_SOP004_Data post-processing and QC_v2_20190904.pdf
AN004360 | measurement_metadata | MS_RESULTS_FILE | ST002687_AN004360_results.txt UNITS:peak area Has m/z:Yes Has RT:Yes RT units:Minutes
AN004360 | chromatography_metadata | CHROMATOGRAPHY_TYPE | Reversed phase
AN004360 | chromatography_metadata | INSTRUMENT_NAME | Agilent 1290 Infinity II
AN004360 | chromatography_metadata | COLUMN_NAME | Waters Acquity HSS T3 (100 x 2.1mm, 1.8um)
AN004360 | chromatography_metadata | METHODS_FILENAME | M004_A1B1_0p45mLmin_20min_MS1_neg_WBsensON.m
AN004360 | chromatography_metadata | SOLVENT_A | 100% water; 0.1% formic acid
AN004360 | chromatography_metadata | SOLVENT_B | 100% methanol; 0.025% formic acid
AN004360 | chromatography_metadata | FLOW_GRADIENT | Linear ramp from 0% to 100% B from 0-10 minutes, hold 100% B until 17 minutes, linear return to 0% B from 17 to 17.1 minutes, hold 0% B until 20 minutes
AN004360 | chromatography_metadata | FLOW_RATE | 0.45 ml/min
AN004360 | chromatography_metadata | COLUMN_TEMPERATURE | 55C
AN004360 | missingness | n_missing | 17
AN004360 | missingness | n_value | 6578
AN004360 | missingness | perc_missing | 0.258437214958954
AN004360 | binomial_statistics | estimate | 0.103448275862069
AN004360 | binomial_statistics | statistic | 3
AN004360 | binomial_statistics | p.value | 0.999999187886715
AN004360 | binomial_statistics | parameter | 29
AN004360 | binomial_statistics | conf.low | 0.0287955090987217
AN004360 | binomial_statistics | conf.high | 1
AN004360 | binomial_statistics | method | Exact binomial test
AN004360 | binomial_statistics | alternative | greater
AN004368 | measurement_metadata | MS_RESULTS_FILE | ST002695_AN004368_results.txt UNITS:peak area Has m/z:Yes Has RT:Yes RT units:Minutes
AN004368 | measurement_metadata | INSTRUMENT_TYPE | Orbitrap
AN004368 | measurement_metadata | INSTRUMENT_NAME | Thermo Q Exactive Orbitrap
AN004368 | measurement_metadata | MS_TYPE | ESI
AN004368 | measurement_metadata | ION_MODE | POSITIVE
AN004368 | measurement_metadata | MS_COMMENTS | High resolution, accurate mass data were acquired using a system comprised of a Shimadzu Nexera X2 U-HPLC (Shimadzu Corp.; Marlborough, MA) coupled to a Q Exactive hybrid quadrupole orbitrap mass spectrometer (Thermo Fisher Scientific; Waltham, MA). MS analyses were carried out using electrospray ionization in the positive ion mode using full scan analysis over 70-800 m/z at 70,000 resolution and 3 Hz data acquisition rate. Other MS settings were: sheath gas 40, sweep gas 2, spray voltage 3.5 kV, capillary temperature 350°C, S-lens RF 40, heater temperature 300°C, microscans 1, automatic gain control target 1e6, and maximum ion time 250 ms. Raw data were processed using TraceFinder software (Thermo Fisher Scientific; Waltham, MA) and Progenesis QI (Nonlinear Dynamics; Newcastle upon Tyne, UK). The identities of 202 profiled metabolites were confirmed using reference standards.
AN004368 | chromatography_metadata | CHROMATOGRAPHY_SUMMARY | Extracts (10 µL) were injected onto a 150 x 2.1 mm Atlantis HILIC column (Waters). The column was eluted isocratically at a flow rate of 250 µL/min with 5% mobile phase A (10 mM ammonium formate and 0.1% formic acid in water) for 1 minute followed by a linear gradient to 40% mobile phase B (acetonitrile with 0.1% formic acid) over 10 minutes
AN004368 | chromatography_metadata | CHROMATOGRAPHY_TYPE | HILIC
AN004368 | chromatography_metadata | INSTRUMENT_NAME | Shimadzu Nexera X2
AN004368 | chromatography_metadata | COLUMN_NAME | Waters Atlantis HILIC (150 x 2.1 mm)
AN004368 | chromatography_metadata | METHODS_FILENAME | pass1b_hilicpos_methods.pdf
AN004368 | chromatography_metadata | SOLVENT_A | 100% water;10 mM ammonium formate; 0.1% formic acid
AN004368 | chromatography_metadata | SOLVENT_B | 100% acetonitrile; 0.1% formic acid
AN004368 | chromatography_metadata | FLOW_GRADIENT | 0-0.5 min, isocratic 95% B, 250 uL/min; 0.5-10.5 min, gradient to 40% B, 250 uL/min; 10.5-15 min, isocratic 40% B, 250 uL/min; 15-17 min, gradient to 95% B, 250 uL/min
AN004368 | chromatography_metadata | FLOW_RATE | 0.25 ml/min
AN004368 | missingness | n_missing | 43
AN004368 | missingness | n_value | 5160
AN004368 | missingness | perc_missing | 0.833333333333333
AN004368 | binomial_statistics | estimate | 0.84
AN004368 | binomial_statistics | statistic | 42
AN004368 | binomial_statistics | p.value | 5.81777902297633e-07
AN004368 | binomial_statistics | parameter | 50
AN004368 | binomial_statistics | conf.low | 0.729779922473587
AN004368 | binomial_statistics | conf.high | 1
AN004368 | binomial_statistics | method | Exact binomial test
AN004368 | binomial_statistics | alternative | greater
AN004371 | measurement_metadata | INSTRUMENT_NAME | Bruker timsTOF
AN004371 | measurement_metadata | INSTRUMENT_TYPE | QTOF
AN004371 | measurement_metadata | MS_TYPE | ESI
AN004371 | measurement_metadata | ION_MODE | POSITIVE
AN004371 | measurement_metadata | MS_COMMENTS | The MS analysis was performed using a TimsTOF (Bruker, Darmstadt, Germany) with Apollo II electrospray ionization (ESI) source. The drying gas was set to flow at 10 L/min and the drying temperature to 220C and the nebulizer pressure to 2.2 bar. The capillary voltage was 4500 V and the end plate offset 500V. For metabolomics the scan range was 20-1300 m/z. The collision energy was set to 20 eV, the cycle time to 0.5 seconds with a relative minimum intensity threshold of 400 counts per thousand and target intensity of 20,000. Sodium formate was injected as an external calibrant in the first 0.3 minutes of each LC-MS/MS run. MetaboScape 4.0 software was used for metabolite processing and statistical analysis (Bruker Daltonics). The following parameters for molecular feature identification and "bucketing" were set in the T-ReX 2D/3D workflow: For peak detection, a minimum intensity threshold of 1,000 counts is required, as well as a minimum peak duration of 7 spectra, with feature quantification determine using peak area. The file masses were recalibrated based on the external calibrant injected between 0-0.3 min.
AN004371 | chromatography_metadata | CHROMATOGRAPHY_SUMMARY | Samples were chromatographically separated by inline reversed-phase chromatography using the Elute HPG 1300 pumps and Elute Autosampler (Bruker, Darmstadt, Germany) with solvent A 0.1% FA in HPLC grade water and solvent B 0.1% FA in ACN. A Hamilton Intensity Solo 2 C18 column (100 mm x 2.1 mm, 1.8µm beads) was maintained at 35C. For metabolomics, 10 µL was injected twice for each sample and eluted using a 30-minute gradient as follows: 1% ACN was held for 2 minutes, ramping to 99% ACN over 15 minutes, held at 99% ACN for 3 minutes before re-equilibrating to 1% ACN for 10 minutes. Flow rates were 250 µL/min for elution and 350 µL/min for re-equilibration.
AN004371 | chromatography_metadata | CHROMATOGRAPHY_TYPE | Reversed phase
AN004371 | chromatography_metadata | INSTRUMENT_NAME | Bruker Elute
AN004371 | chromatography_metadata | COLUMN_NAME | Hamilton Intensity Solo 2 C18 (100 x 2.1 mm, 1.8 um)
AN004371 | chromatography_metadata | SOLVENT_A | Water (0.1% Formic Acid)
AN004371 | chromatography_metadata | SOLVENT_B | ACN (0.1% Formic Acid)
AN004371 | chromatography_metadata | FLOW_GRADIENT | 1%B to 99%B in 15 min
AN004371 | chromatography_metadata | FLOW_RATE | 250 uL/min
AN004371 | chromatography_metadata | COLUMN_TEMPERATURE | 35
AN004371 | missingness | n_missing | 112
AN004371 | missingness | n_value | 3936
AN004371 | missingness | perc_missing | 2.84552845528455
AN004371 | binomial_statistics | estimate | 0.898809523809524
AN004371 | binomial_statistics | statistic | 151
AN004371 | binomial_statistics | p.value | 2.47479618751545e-28
AN004371 | binomial_statistics | parameter | 168
AN004371 | binomial_statistics | conf.low | 0.852085609148129
AN004371 | binomial_statistics | conf.high | 1
AN004371 | binomial_statistics | method | Exact binomial test
AN004371 | binomial_statistics | alternative | greater
AN004372 | measurement_metadata | INSTRUMENT_NAME | Thermo Q Exactive Orbitrap
AN004372 | measurement_metadata | INSTRUMENT_TYPE | Orbitrap
AN004372 | measurement_metadata | MS_TYPE | ESI
AN004372 | measurement_metadata | MS_COMMENTS | Acquired using XCalibur software (Thermo Scientific)
AN004372 | measurement_metadata | ION_MODE | POSITIVE
AN004372 | measurement_metadata | CAPILLARY_TEMPERATURE | 300 C
AN004372 | measurement_metadata | CAPILLARY_VOLTAGE | 4 kV
AN004372 | measurement_metadata | COLLISION_ENERGY | NA
AN004372 | measurement_metadata | COLLISION_GAS | NA
AN004372 | measurement_metadata | DRY_GAS_FLOW | 50
AN004372 | measurement_metadata | DRY_GAS_TEMP | 120
AN004372 | measurement_metadata | ION_SOURCE_TEMPERATURE | 120 C
AN004372 | measurement_metadata | IONIZATION | ESI
AN004372 | measurement_metadata | MASS_ACCURACY | 3 ppm
AN004372 | measurement_metadata | PRECURSOR_TYPE | [M+H]+
AN004372 | chromatography_metadata | CHROMATOGRAPHY_SUMMARY | pHILIC chromatography pH9, 32 min run with posneg switching
AN004372 | chromatography_metadata | METHODS_FILENAME | Metabolomics_pHILIC_Parkville_v1.pdf
AN004372 | chromatography_metadata | INSTRUMENT_NAME | Thermo Dionex Ultimate 3000 RS
AN004372 | chromatography_metadata | COLUMN_NAME | SeQuant ZIC-HILIC (150 x 4.6mm,3.5um)
AN004372 | chromatography_metadata | COLUMN_PRESSURE | 60 bar at starting conditions. 180 bar at %A
AN004372 | chromatography_metadata | COLUMN_TEMPERATURE | 25 C
AN004372 | chromatography_metadata | FLOW_GRADIENT | 0 min - 80%B, 15 min - 50%B, 18 min - 5%B, 21 min - 5%B, 24 min - 80%B, 32 min - 80%B
AN004372 | chromatography_metadata | FLOW_RATE | 0.3 ml/min
AN004372 | chromatography_metadata | INJECTION_TEMPERATURE | 4 C
AN004372 | chromatography_metadata | SAMPLE_INJECTION | 10 uL
AN004372 | chromatography_metadata | SOLVENT_A | 20 mM ammonium carbonate
AN004372 | chromatography_metadata | SOLVENT_B | acetonitrile
AN004372 | chromatography_metadata | ANALYTICAL_TIME | 32 min
AN004372 | chromatography_metadata | CAPILLARY_VOLTAGE | 4 kV
AN004372 | chromatography_metadata | OVEN_TEMPERATURE | 25 C
AN004372 | chromatography_metadata | WASHING_BUFFER | syringe wash 50% IPA
AN004372 | chromatography_metadata | WEAK_WASH_SOLVENT_NAME | 50% IPA
AN004372 | chromatography_metadata | STRONG_WASH_VOLUME | 50% IPA
AN004372 | chromatography_metadata | SAMPLE_LOOP_SIZE | 25 uL
AN004372 | chromatography_metadata | SAMPLE_SYRINGE_SIZE | 25 uL
AN004372 | chromatography_metadata | RANDOMIZATION_ORDER | yes
AN004372 | chromatography_metadata | CHROMATOGRAPHY_TYPE | HILIC
AN004372 | missingness | n_missing | 103
AN004372 | missingness | n_value | 6400
AN004372 | missingness | perc_missing | 1.609375
AN004372 | binomial_statistics | estimate | 0.990196078431373
AN004372 | binomial_statistics | statistic | 101
AN004372 | binomial_statistics | p.value | 2.03131683094409e-29
AN004372 | binomial_statistics | parameter | 102
AN004372 | binomial_statistics | conf.low | 0.95433640367236
AN004372 | binomial_statistics | conf.high | 1
AN004372 | binomial_statistics | method | Exact binomial test
AN004372 | binomial_statistics | alternative | greater
AN004373 | measurement_metadata | INSTRUMENT_NAME | Thermo Q Exactive Orbitrap
AN004373 | measurement_metadata | INSTRUMENT_TYPE | Orbitrap
AN004373 | measurement_metadata | MS_TYPE | ESI
AN004373 | measurement_metadata | MS_COMMENTS | Acquired using XCalibur software (Thermo Scientific)
AN004373 | measurement_metadata | ION_MODE | NEGATIVE
AN004373 | measurement_metadata | CAPILLARY_TEMPERATURE | 300 C
AN004373 | measurement_metadata | CAPILLARY_VOLTAGE | 3.5 kV
AN004373 | measurement_metadata | COLLISION_ENERGY | NA
AN004373 | measurement_metadata | COLLISION_GAS | NA
AN004373 | measurement_metadata | DRY_GAS_FLOW | 50
AN004373 | measurement_metadata | DRY_GAS_TEMP | 120
AN004373 | measurement_metadata | ION_SOURCE_TEMPERATURE | 120 C
AN004373 | measurement_metadata | IONIZATION | ESI
AN004373 | measurement_metadata | MASS_ACCURACY | 3 ppm
AN004373 | measurement_metadata | PRECURSOR_TYPE | [M-H]-
AN004373 | chromatography_metadata | CHROMATOGRAPHY_SUMMARY | pHILIC chromatography pH9, 32 min run with posneg switching
AN004373 | chromatography_metadata | METHODS_FILENAME | Metabolomics_pHILIC_Parkville_v1.pdf
AN004373 | chromatography_metadata | INSTRUMENT_NAME | Thermo Dionex Ultimate 3000 RS
AN004373 | chromatography_metadata | COLUMN_NAME | SeQuant ZIC-HILIC (150 x 4.6mm,3.5um)
AN004373 | chromatography_metadata | COLUMN_PRESSURE | 60 bar at starting conditions. 180 bar at %A
AN004373 | chromatography_metadata | COLUMN_TEMPERATURE | 25 C
AN004373 | chromatography_metadata | FLOW_GRADIENT | 0 min - 80%B, 15 min - 50%B, 18 min - 5%B, 21 min - 5%B, 24 min - 80%B, 32 min - 80%B
AN004373 | chromatography_metadata | FLOW_RATE | 0.3 ml/min
AN004373 | chromatography_metadata | INJECTION_TEMPERATURE | 4 C
AN004373 | chromatography_metadata | SAMPLE_INJECTION | 10 uL
AN004373 | chromatography_metadata | SOLVENT_A | 20 mM ammonium carbonate
AN004373 | chromatography_metadata | SOLVENT_B | acetonitrile
AN004373 | chromatography_metadata | ANALYTICAL_TIME | 32 min
AN004373 | chromatography_metadata | CAPILLARY_VOLTAGE | 4 kV
AN004373 | chromatography_metadata | OVEN_TEMPERATURE | 25 C
AN004373 | chromatography_metadata | WASHING_BUFFER | syringe wash 50% IPA
AN004373 | chromatography_metadata | WEAK_WASH_SOLVENT_NAME | 50% IPA
AN004373 | chromatography_metadata | STRONG_WASH_VOLUME | 50% IPA
AN004373 | chromatography_metadata | SAMPLE_LOOP_SIZE | 25 uL
AN004373 | chromatography_metadata | SAMPLE_SYRINGE_SIZE | 25 uL
AN004373 | chromatography_metadata | RANDOMIZATION_ORDER | yes
AN004373 | chromatography_metadata | CHROMATOGRAPHY_TYPE | HILIC
AN004373 | missingness | n_missing | 83
AN004373 | missingness | n_value | 4375
AN004373 | missingness | perc_missing | 1.89714285714286
AN004373 | binomial_statistics | estimate | 0.892156862745098
AN004373 | binomial_statistics | statistic | 91
AN004373 | binomial_statistics | p.value | 3.98341482546805e-17
AN004373 | binomial_statistics | parameter | 102
AN004373 | binomial_statistics | conf.low | 0.827811790352709
AN004373 | binomial_statistics | conf.high | 1
AN004373 | binomial_statistics | method | Exact binomial test
AN004373 | binomial_statistics | alternative | greater
AN004376 | measurement_metadata | INSTRUMENT_NAME | Agilent 6546 QTOF
AN004376 | measurement_metadata | INSTRUMENT_TYPE | QTOF
AN004376 | measurement_metadata | MS_TYPE | ESI
AN004376 | measurement_metadata | ION_MODE | POSITIVE
AN004376 | measurement_metadata | MS_COMMENTS | The quadrupole/time-of-flight (QTOF) mass spectrometers are operated with electrospray ionization (ESI) performing full scan in the mass range m/z 65–1700. Agilent 6546 is equipped with a dual JetStream Source. modes producing both unique and complementary spectra. Instrument parameters are as follows (positive mode) Gas Temp 320°C, Gas Flow 8 l/min, Nebulizer 35 psi, Sheath Gas 350°C, Sheath Gas Flow 11, Capillary Voltage 3500 V, Nozzle Voltage 1000V, Fragmentor 175V, Skimmer 65V. Data (both profile and centroid) are collected at a rate of 5 scans per second. In negative ion mode, Gas Temp 360°C, Gas Flow 9 l/min, Fragmentor 120V, with the other parameters identical to positive ion mode. A reference solution generating ions of 121.050 and 922.007 m/z in positive mode and 119.036 and 966.0007 m/z in negative mode, and these are used for continuous mass correction.
AN004376 | chromatography_metadata | CHROMATOGRAPHY_TYPE | Reversed phase
AN004376 | chromatography_metadata | INSTRUMENT_NAME | Agilent 1290 Infinity
AN004376 | chromatography_metadata | COLUMN_NAME | Waters ACQUITY UPLC BEH C18 (50 x 2.1mm,1.7um)
AN004376 | chromatography_metadata | SOLVENT_A | 60% acetonitrile/40% water; 10 mM ammonium formate; 0.1% formic acid
AN004376 | chromatography_metadata | SOLVENT_B | 90% isopropanol/10% acetonitrile; 10 mM ammonium formate; 0.1% formic acid
AN004376 | chromatography_metadata | FLOW_GRADIENT | 0 min 15% (B), 0–0.75 min 30% (B), 0.75-0.98 min 48% (B), 0.98-4.00 min 82% (B), 4.00-4.13 min 99% (B), 4.13-4.50 min 99% (B), 4.50-4.58 min 15% (B), 4.58-5.50 min 15% (B)
AN004376 | chromatography_metadata | FLOW_RATE | 0.8 mL/min
AN004376 | chromatography_metadata | COLUMN_TEMPERATURE | 65°C
AN004376 | missingness | n_missing | 429
AN004376 | missingness | n_value | 280014
AN004376 | missingness | perc_missing | 0.153206625383017
AN004376 | binomial_statistics | estimate | 0.972705882352941
AN004376 | binomial_statistics | statistic | 8268
AN004376 | binomial_statistics | p.value | 0
AN004376 | binomial_statistics | parameter | 8500
AN004376 | binomial_statistics | conf.low | 0.969617043135673
AN004376 | binomial_statistics | conf.high | 1
AN004376 | binomial_statistics | method | Exact binomial test
AN004376 | binomial_statistics | alternative | greater
AN004377 | measurement_metadata | INSTRUMENT_NAME | Agilent 6546 QTOF
AN004377 | measurement_metadata | INSTRUMENT_TYPE | QTOF
AN004377 | measurement_metadata | MS_TYPE | ESI
AN004377 | measurement_metadata | ION_MODE | NEGATIVE
AN004377 | measurement_metadata | MS_COMMENTS | The quadrupole/time-of-flight (QTOF) mass spectrometers are operated with electrospray ionization (ESI) performing full scan in the mass range m/z 65–1700. Agilent 6546 is equipped with a dual JetStream Source. modes producing both unique and complementary spectra. Instrument parameters are as follows (positive mode) Gas Temp 320°C, Gas Flow 8 l/min, Nebulizer 35 psi, Sheath Gas 350°C, Sheath Gas Flow 11, Capillary Voltage 3500 V, Nozzle Voltage 1000V, Fragmentor 175V, Skimmer 65V. Data (both profile and centroid) are collected at a rate of 5 scans per second. In negative ion mode, Gas Temp 360°C, Gas Flow 9 l/min, Fragmentor 120V, with the other parameters identical to positive ion mode. A reference solution generating ions of 121.050 and 922.007 m/z in positive mode and 119.036 and 966.0007 m/z in negative mode, and these are used for continuous mass correction.
AN004377 | chromatography_metadata | CHROMATOGRAPHY_TYPE | Reversed phase
AN004377 | chromatography_metadata | INSTRUMENT_NAME | Agilent 1290 Infinity
AN004377 | chromatography_metadata | COLUMN_NAME | Waters ACQUITY UPLC BEH C18 (50 x 2.1mm,1.7um)
AN004377 | chromatography_metadata | SOLVENT_A | 60% acetonitrile/40% water; 10 mM ammonium formate; 0.1% formic acid
AN004377 | chromatography_metadata | SOLVENT_B | 90% isopropanol/10% acetonitrile; 10 mM ammonium formate; 0.1% formic acid
AN004377 | chromatography_metadata | FLOW_GRADIENT | 0 min 15% (B), 0–0.75 min 30% (B), 0.75-0.98 min 48% (B), 0.98-4.00 min 82% (B), 4.00-4.13 min 99% (B), 4.13-4.50 min 99% (B), 4.50-4.58 min 15% (B), 4.58-5.50 min 15% (B)
AN004377 | chromatography_metadata | FLOW_RATE | 0.8 mL/min
AN004377 | chromatography_metadata | COLUMN_TEMPERATURE | 65°C
AN004377 | missingness | n_missing | 131
AN004377 | missingness | n_value | 194936
AN004377 | missingness | perc_missing | 0.0672015430705462
AN004377 | binomial_statistics | estimate | 0.928630705394191
AN004377 | binomial_statistics | statistic | 1119
AN004377 | binomial_statistics | p.value | 3.34571774283986e-230
AN004377 | binomial_statistics | parameter | 1205
AN004377 | binomial_statistics | conf.low | 0.915220813888509
AN004377 | binomial_statistics | conf.high | 1
AN004377 | binomial_statistics | method | Exact binomial test
AN004377 | binomial_statistics | alternative | greater
AN004378 | measurement_metadata | INSTRUMENT_NAME | Agilent 6545 QTOF
AN004378 | measurement_metadata | INSTRUMENT_TYPE | QTOF
AN004378 | measurement_metadata | MS_TYPE | ESI
AN004378 | measurement_metadata | ION_MODE | NEGATIVE
AN004378 | measurement_metadata | MS_COMMENTS | Fast data-dependent acquisition (DDA) MS/MS experiments were performed. The Progenesis QI (Nonlinear Dynamics, Newcastle, UK) was used for peak picking and alignment to screen the metabolic biomarkers that displayed significant changes between the control and the fructose-treated group. Molecular identification of the assigned biomarkers was accomplished by matching the acquired precursors and fragment ions against several standard metabolome databases including the Human Metabolome Database (http://www.hmdb.ca/), MassBank (http://www.massbank.jp/index.html), and METLIN (http://metlin.scripps.edu/index.php). Partial metabolite identification was further confirmed by comparison with available standards. Metabolic pathway enrichment analysis of these identified metabolic biomarkers was carried out by MetaboAnalyst 3.0
AN004378 | chromatography_metadata | CHROMATOGRAPHY_TYPE | Reversed phase
AN004378 | chromatography_metadata | INSTRUMENT_NAME | Agilent 6546 Q-TOF
AN004378 | chromatography_metadata | COLUMN_NAME | Waters Atlantis 3μm particle size T3 column (2.1 × 10 cm)
AN004378 | chromatography_metadata | SOLVENT_A | 100% water; 0.05% formic acid; 0.1% ammonium formate
AN004378 | chromatography_metadata | SOLVENT_B | 100% acetonitrile
AN004378 | chromatography_metadata | FLOW_GRADIENT | A linear gradient of 0–95% eluent B over 10min. Eluent B was held at 100% for 2.5 min, then brought to 5% over 0.5 min and the column was re-equilibrated at 0% eluent B for 4 min
AN004378 | chromatography_metadata | FLOW_RATE | 0.25ml/min
AN004378 | chromatography_metadata | COLUMN_TEMPERATURE | 40
AN004378 | missingness | n_missing | 46
AN004378 | missingness | n_value | 2376
AN004378 | missingness | perc_missing | 1.93602693602694
AN004378 | binomial_statistics | estimate | 0.969230769230769
AN004378 | binomial_statistics | statistic | 126
AN004378 | binomial_statistics | p.value | 8.61428415031888e-33
AN004378 | binomial_statistics | parameter | 130
AN004378 | binomial_statistics | conf.low | 0.930974964062004
AN004378 | binomial_statistics | conf.high | 1
AN004378 | binomial_statistics | method | Exact binomial test
AN004378 | binomial_statistics | alternative | greater
AN004393 | measurement_metadata | INSTRUMENT_NAME | Agilent 6530 QTOF
AN004393 | measurement_metadata | INSTRUMENT_TYPE | QTOF
AN004393 | measurement_metadata | MS_TYPE | ESI
AN004393 | measurement_metadata | ION_MODE | POSITIVE
AN004393 | measurement_metadata | MS_COMMENTS | The quadrupole/time-of-flight (QTOF) mass spectrometers are operated with electrospray ionization (ESI) performing full scan in the mass range m/z 65–1700 in positive (Agilent 6530, equipped with a JetStreamSource) and negative (Agilent 6550, equipped with a dual JetStream Source) modes producing both unique and complementary spectra. Instrument parameters are as follows (positive mode) Gas Temp 325°C, Gas Flow 8 l/min, Nebulizer 35 psig, Sheath Gas 350°C, Sheath Gas Flow 11, Capillary Voltage 3500 V, Nozzle Voltage 1000V, Fragmentor 120V, Skimmer 65V. Data (both profile and centroid) are collected at a rate of 2 scans per second. In negative ion mode, Gas Temp 200°C, Gas Flow 14 l/min, Fragmentor 175V, with the other parameters identical to positive ion mode. For the 6530 QTOF, a reference solution generating ions of 121.050 and 922.007 m/z in positive mode and 119.036 and 966.0007 m/z in negative mode, and these are used for continuous mass correction. For the 6550, the reference solution is introduced via a dual spray ESI, with the same ions and continuous mass correction
AN004393 | chromatography_metadata | CHROMATOGRAPHY_TYPE | HILIC
AN004393 | chromatography_metadata | INSTRUMENT_NAME | Agilent 1290 Infinity
AN004393 | chromatography_metadata | COLUMN_NAME | Waters ACQUITY UPLC BEH C18 (50 x 2.1mm,1.7um)
AN004393 | chromatography_metadata | SOLVENT_A | 100% water; 10 mM ammonium formate + 0.125% formic acid, pH 3
AN004393 | chromatography_metadata | SOLVENT_B | 95% acetonitrile/5% water; 10 mM ammonium formate; 0.125% formic acid, pH 3
AN004393 | chromatography_metadata | FLOW_GRADIENT | 0 min, 100% B; 0.5 min, 100% B; 1.95 min, 70% B; 2.55 min, 30% B; 3.15 min, 100% B; 3.8 min, 100% B
AN004393 | chromatography_metadata | FLOW_RATE | 0.8 mL/min
AN004393 | chromatography_metadata | COLUMN_TEMPERATURE | 45°C
AN004393 | missingness | n_missing | 7133
AN004393 | missingness | n_value | 170156
AN004393 | missingness | perc_missing | 4.19203554385388
AN004393 | binomial_statistics | estimate | 0.948002815414394
AN004393 | binomial_statistics | statistic | 32325
AN004393 | binomial_statistics | p.value | 0
AN004393 | binomial_statistics | parameter | 34098
AN004393 | binomial_statistics | conf.low | 0.945982056248175
AN004393 | binomial_statistics | conf.high | 1
AN004393 | binomial_statistics | method | Exact binomial test
AN004393 | binomial_statistics | alternative | greater
AN004394 | measurement_metadata | INSTRUMENT_NAME | Agilent 6550 QTOF
AN004394 | measurement_metadata | INSTRUMENT_TYPE | QTOF
AN004394 | measurement_metadata | MS_TYPE | ESI
AN004394 | measurement_metadata | ION_MODE | NEGATIVE
AN004394 | measurement_metadata | MS_COMMENTS | The quadrupole/time-of-flight (QTOF) mass spectrometers are operated with electrospray ionization (ESI) performing full scan in the mass range m/z 65–1700 in positive (Agilent 6530, equipped with a JetStreamSource) and negative (Agilent 6550, equipped with a dual JetStream Source) modes producing both unique and complementary spectra. Instrument parameters are as follows (positive mode) Gas Temp 325°C, Gas Flow 8 l/min, Nebulizer 35 psig, Sheath Gas 350°C, Sheath Gas Flow 11, Capillary Voltage 3500 V, Nozzle Voltage 1000V, Fragmentor 120V, Skimmer 65V. Data (both profile and centroid) are collected at a rate of 2 scans per second. In negative ion mode, Gas Temp 200°C, Gas Flow 14 l/min, Fragmentor 175V, with the other parameters identical to positive ion mode. For the 6530 QTOF, a reference solution generating ions of 121.050 and 922.007 m/z in positive mode and 119.036 and 966.0007 m/z in negative mode, and these are used for continuous mass correction. For the 6550, the reference solution is introduced via a dual spray ESI, with the same ions and continuous mass correction
AN004394 | chromatography_metadata | CHROMATOGRAPHY_TYPE | HILIC
AN004394 | chromatography_metadata | INSTRUMENT_NAME | Agilent 1290 Infinity
AN004394 | chromatography_metadata | COLUMN_NAME | Waters ACQUITY UPLC BEH C18 (50 x 2.1mm,1.7um)
AN004394 | chromatography_metadata | SOLVENT_A | 100% water; 10 mM ammonium formate + 0.125% formic acid, pH 3
AN004394 | chromatography_metadata | SOLVENT_B | 95% acetonitrile/5% water; 10 mM ammonium formate; 0.125% formic acid, pH 3
AN004394 | chromatography_metadata | FLOW_GRADIENT | 0 min, 100% B; 0.5 min, 100% B; 1.95 min, 70% B; 2.55 min, 30% B; 3.15 min, 100% B; 3.8 min, 100% B
AN004394 | chromatography_metadata | FLOW_RATE | 0.8 mL/min
AN004394 | chromatography_metadata | COLUMN_TEMPERATURE | 45°C
AN004394 | missingness | n_missing | 735
AN004394 | missingness | n_value | 239540
AN004394 | missingness | perc_missing | 0.306838106370544
AN004394 | binomial_statistics | estimate | 0.962879920279023
AN004394 | binomial_statistics | statistic | 7730
AN004394 | binomial_statistics | p.value | 0
AN004394 | binomial_statistics | parameter | 8028
AN004394 | binomial_statistics | conf.low | 0.959220040248949
AN004394 | binomial_statistics | conf.high | 1
AN004394 | binomial_statistics | method | Exact binomial test
AN004394 | binomial_statistics | alternative | greater
AN004423 | measurement_metadata | INSTRUMENT_NAME | Thermo Q Exactive Orbitrap
AN004423 | measurement_metadata | INSTRUMENT_TYPE | Orbitrap
AN004423 | measurement_metadata | MS_TYPE | ESI
AN004423 | measurement_metadata | MS_COMMENTS | MS acquisition: FullMS (posi/nega) Data processing/software: Reifycs Cascade ver. 1.0
AN004423 | measurement_metadata | ION_MODE | UNSPECIFIED
AN004423 | chromatography_metadata | CHROMATOGRAPHY_SUMMARY | Anionic polar metabolites (i.e., organic acids, sugar phosphates, nucleotides, etc.) were analyzed via IC/HRMS/MS.
AN004423 | chromatography_metadata | INSTRUMENT_NAME | Thermo Dionex ICS-5000+
AN004423 | chromatography_metadata | COLUMN_NAME | Dionex IonPac AS11-HC (250 x 2mm,4um)
AN004423 | chromatography_metadata | COLUMN_TEMPERATURE | 30℃
AN004423 | chromatography_metadata | FLOW_GRADIENT | 10-100%A, 0-24.0 min, 100%A, 24.0-27.0 min, 100-10%A, 27.0-27.1 min, 10%A, 27.1-35.0 min
AN004423 | chromatography_metadata | FLOW_RATE | 0.3 mL/min
AN004423 | chromatography_metadata | SOLVENT_A | 100 mM KOH in H2O
AN004423 | chromatography_metadata | SOLVENT_B | 1 mM ammonium acetate in MeOH
AN004423 | chromatography_metadata | CHROMATOGRAPHY_TYPE | Ion exchange
AN004423 | missingness | n_missing | 712
AN004423 | missingness | n_value | 4284
AN004423 | missingness | perc_missing | 16.6199813258637
AN004423 | binomial_statistics | estimate | 0.623222748815166
AN004423 | binomial_statistics | statistic | 526
AN004423 | binomial_statistics | p.value | 4.0036442993881e-13
AN004423 | binomial_statistics | parameter | 844
AN004423 | binomial_statistics | conf.low | 0.594904833479667
AN004423 | binomial_statistics | conf.high | 1
AN004423 | binomial_statistics | method | Exact binomial test
AN004423 | binomial_statistics | alternative | greater
AN004426 | measurement_metadata | INSTRUMENT_NAME | Shimadzu LCMS-8060
AN004426 | measurement_metadata | INSTRUMENT_TYPE | Triple quadrupole
AN004426 | measurement_metadata | MS_TYPE | ESI
AN004426 | measurement_metadata | MS_COMMENTS | MS acquisition: MRM mode (posi/nega) Data processing/software: Multi-ChromatoAnalyst (mCAT) ver.23
AN004426 | measurement_metadata | ION_MODE | UNSPECIFIED
AN004426 | chromatography_metadata | CHROMATOGRAPHY_SUMMARY | Fatty acids (FA), diacylglycerols (DG), and triacylglycerols (TG) were analyzed via Normal phase SFC/MS/MS.
AN004426 | chromatography_metadata | INSTRUMENT_NAME | Shimadzu Nexera UC
AN004426 | chromatography_metadata | COLUMN_NAME | Waters ACQUITY UPC2 Torus DEA (100 x 3.0mm, 1.7um)
AN004426 | chromatography_metadata | COLUMN_TEMPERATURE | 50℃
AN004426 | chromatography_metadata | FLOW_GRADIENT | 0-1.0 min, 1%B, 1.0-24.0 min, 1-75%B, 24.0-26.0 min, 75%B, 26.0-26.1 min, 75-1%B, 26.1-30.0 min, 1%B
AN004426 | chromatography_metadata | FLOW_RATE | 1.0 mL/min
AN004426 | chromatography_metadata | SOLVENT_A | CO2
AN004426 | chromatography_metadata | SOLVENT_B | 0.1% (w/v) ammonium acetate in MeOH/H2O (95/5)
AN004426 | chromatography_metadata | CHROMATOGRAPHY_TYPE | Normal phase
AN004426 | chromatography_metadata | SOLVENT_C | 0.1% (w/v) ammonium acetate in MeOH/H2O (95/5)
AN004426 | missingness | n_missing | 135
AN004426 | missingness | n_value | 7416
AN004426 | missingness | perc_missing | 1.82038834951456
AN004426 | binomial_statistics | estimate | 0.900452488687783
AN004426 | binomial_statistics | statistic | 199
AN004426 | binomial_statistics | p.value | 3.79393163069413e-37
AN004426 | binomial_statistics | parameter | 221
AN004426 | binomial_statistics | conf.low | 0.860908556149121
AN004426 | binomial_statistics | conf.high | 1
AN004426 | binomial_statistics | method | Exact binomial test
AN004426 | binomial_statistics | alternative | greater
AN004427 | measurement_metadata | INSTRUMENT_NAME | Bruker timsTOF
AN004427 | measurement_metadata | INSTRUMENT_TYPE | QTOF
AN004427 | measurement_metadata | MS_TYPE | ESI
AN004427 | measurement_metadata | ION_MODE | POSITIVE
AN004427 | measurement_metadata | MS_COMMENTS | The ESI source conditions for every injection were as follows: the drying gas flow rate was 10.0 L/min at a temp of 220 ◦C; the capillary voltage was set at 4500 V; the End Plate offset was set at 500 V; the nebulizer pressure of 2.2 bar. The acquisition involved two segments; auto MS scan, which ranged from 0 to 0.3 min for the calibrant sodium formate, and auto MS/MS scan with CID acquisition, which included fragmentation and ranged from 0.3 to 30 min. The acquisition in both segments was performed using the positive mode at 12 Hz. The automatic in-run mass scan range was from 20 to 1300 m/z, the width of the precursor ion was ±0.5, the number of precursors was 3, the cycle time was 0.5 sec., and the threshold was 400 cts. Active exclusion was excluded after 3 spectra and released after 0.2 min. For MS2 acquisition the data dependent acquisition (DDA) was used, and the collision energy stepping fluctuated between 100 and 250% set at 20 eV. m/z measurements were externally calibrated using 10 mM of sodium formate before sample analysis. In addition, sodium formate solution was injected at the beginning of each sample run and used for internal calibration during data processing.
AN004427 | chromatography_metadata | CHROMATOGRAPHY_SUMMARY | 10 µL aliquot of the sample was injected and the separation was performed on a Hamilton® Intensity Solo C18 column (2.1 × 100 mm, 1.8 µm) (Bruker Daltonik) in a column oven temperature set at 35 ◦C , using solvent A (0.1% formic acid in deionized Water) and solvent B (0.1% formic acid in acetonitrile) with the following gradient elution mode: 0 to 2 min, 1% B; 2 to 17 min, 1–99% B; 17 to 20 min, 99% B; 20 to 20.1 min, 99–1% B; 20.1 to 30 min, 1% B. The flow rate was 0.25 mL/min from 0 to 20 min, 0.35 mL/min from 20 min to 28.3 min, and 0.25 mL/min from 28.3 to 30 min.
AN004427 | chromatography_metadata | CHROMATOGRAPHY_TYPE | Reversed phase
AN004427 | chromatography_metadata | INSTRUMENT_NAME | Bruker timsTOF
AN004427 | chromatography_metadata | COLUMN_NAME | Hamilton Intensity Solo 2 C18
AN004427 | chromatography_metadata | SOLVENT_A | 100% water; 0.1% formic acid
AN004427 | chromatography_metadata | SOLVENT_B | 100% acetonitrile; 0.1% formic acid
AN004427 | chromatography_metadata | FLOW_GRADIENT | gradient elution mode: 0 to 2 min, 1% B; 2 to 17 min, 1–99% B; 17 to 20 min, 99% B; 20 to 20.1 min, 99–1% B; 20.1 to 30 min, 1% B
AN004427 | chromatography_metadata | FLOW_RATE | 250 uL/min
AN004427 | chromatography_metadata | COLUMN_TEMPERATURE | 35
AN004427 | missingness | n_missing | 56
AN004427 | missingness | n_value | 2304
AN004427 | missingness | perc_missing | 2.43055555555556
AN004427 | binomial_statistics | estimate | 0.663366336633663
AN004427 | binomial_statistics | statistic | 134
AN004427 | binomial_statistics | p.value | 1.98980862934956e-06
AN004427 | binomial_statistics | parameter | 202
AN004427 | binomial_statistics | conf.low | 0.60464522780061
AN004427 | binomial_statistics | conf.high | 1
AN004427 | binomial_statistics | method | Exact binomial test
AN004427 | binomial_statistics | alternative | greater
AN004454 | measurement_metadata | INSTRUMENT_NAME | Thermo Q Exactive HF hybrid Orbitrap
AN004454 | measurement_metadata | INSTRUMENT_TYPE | Orbitrap
AN004454 | measurement_metadata | MS_TYPE | ESI
AN004454 | measurement_metadata | ION_MODE | POSITIVE
AN004454 | measurement_metadata | MS_COMMENTS | Spectra were collected using a Thermo Q Exactive HF Hybrid Quadrupole-Orbitrap mass spectrometer in both positive and negative mode ionization (separate injections). Full MS-ddMS2 data was collected, an inclusion list was used to prioritize MS2 selection of metabolites from the in-house ‘local’ library, when additional scan bandwidth was available MS2 was collected in a data-dependent manner. Mass range was 60-900 mz, resolution was 60k (MS1) and 15k (MS2), centroid data was collected, loop count was 4, isolation window was 1.0 Da. Collision energy was NCE 20, 50, 100 eV.
AN004454 | chromatography_metadata | CHROMATOGRAPHY_SUMMARY | HILIC
AN004454 | chromatography_metadata | CHROMATOGRAPHY_TYPE | HILIC
AN004454 | chromatography_metadata | INSTRUMENT_NAME | Thermo Vanquish
AN004454 | chromatography_metadata | COLUMN_NAME | Waters ACQUITY UPLC BEH Amide (150 x 2.1mm,1.7um)
AN004454 | chromatography_metadata | SOLVENT_A | 100% water; 10mM ammonium formate; 0.125% formic acid
AN004454 | chromatography_metadata | SOLVENT_B | 95% acetonitrile; 10mM ammonium formate; 0.125% formic acid
AN004454 | chromatography_metadata | FLOW_GRADIENT | Gradient elution was performed from 100% (B) at 0–2 min to 70% (B) at 7.7 min, 40% (B) at 9.5 min, 30% (B) at 10.25 min, 100% (B) at 12.75 min, isocratic until 16.75 min with a column flow of
AN004454 | chromatography_metadata | FLOW_RATE | 0.4 mL/min.
AN004454 | chromatography_metadata | COLUMN_TEMPERATURE | 45C
AN004454 | missingness | n_missing | 200
AN004454 | missingness | n_value | 38410
AN004454 | missingness | perc_missing | 0.520697734964853
AN004454 | binomial_statistics | estimate | 0.65891472868217
AN004454 | binomial_statistics | statistic | 425
AN004454 | binomial_statistics | p.value | 2.72731509792705e-16
AN004454 | binomial_statistics | parameter | 645
AN004454 | binomial_statistics | conf.low | 0.626937217624279
AN004454 | binomial_statistics | conf.high | 1
AN004454 | binomial_statistics | method | Exact binomial test
AN004454 | binomial_statistics | alternative | greater
AN004456 | measurement_metadata | INSTRUMENT_NAME | Thermo Q Exactive HF hybrid Orbitrap
AN004456 | measurement_metadata | INSTRUMENT_TYPE | Orbitrap
AN004456 | measurement_metadata | MS_TYPE | ESI
AN004456 | measurement_metadata | ION_MODE | POSITIVE
AN004456 | measurement_metadata | MS_COMMENTS | Spectra were collected using a Thermo Q Exactive HF Hybrid Quadrupole-Orbitrap mass spectrometer in both positive and negative mode ionization (separate injections). Full MS-ddMS2 data was collected. Mass range was 220-1600 mz, resolution was 60k (MS1) and 15k (MS2), centroid data was collected, loop count was 4, isolation window was 1.0 Da. Collision energy was NCE 20, 40, 60 eV.
AN004456 | chromatography_metadata | CHROMATOGRAPHY_SUMMARY | Lipids (ammonium acetate replaces ammonium formate in neg mode analysis
AN004456 | chromatography_metadata | CHROMATOGRAPHY_TYPE | Reversed phase
AN004456 | chromatography_metadata | INSTRUMENT_NAME | Thermo Vanquish
AN004456 | chromatography_metadata | COLUMN_NAME | Waters ACQUITY UPLC CSH C18 (100 x 2.1mm,1.7um)
AN004456 | chromatography_metadata | SOLVENT_A | 60% acetonitrile; 10 mM ammonium formate; 0.1% formic acid
AN004456 | chromatography_metadata | SOLVENT_B | 10% acetonitrile/90% isopropanol; 10 mM ammonium formate; 0.1% formic acid
AN004456 | chromatography_metadata | FLOW_GRADIENT | Gradient elution was performed from 15% (B) at 0 min to 30% (B) at 2 min, 48% (B) at 2.5 min, 82% (B) at 11 min, 99% (B) at 11.5 min, isocratic until 12 and resetting to initial conditions at 12.1 min through the end of the run at 15 min.
AN004456 | chromatography_metadata | FLOW_RATE | is 0.6 mL/min.
AN004456 | chromatography_metadata | COLUMN_TEMPERATURE | 65C
AN004456 | missingness | n_missing | 89
AN004456 | missingness | n_value | 60910
AN004456 | missingness | perc_missing | 0.146117222131013
AN004456 | binomial_statistics | estimate | 0.963855421686747
AN004456 | binomial_statistics | statistic | 160
AN004456 | binomial_statistics | p.value | 2.94466935415795e-40
AN004456 | binomial_statistics | parameter | 166
AN004456 | binomial_statistics | conf.low | 0.929911086945183
AN004456 | binomial_statistics | conf.high | 1
AN004456 | binomial_statistics | method | Exact binomial test
AN004456 | binomial_statistics | alternative | greater
AN004468 | measurement_metadata | INSTRUMENT_NAME | Thermo Q Exactive Orbitrap
AN004468 | measurement_metadata | INSTRUMENT_TYPE | Orbitrap
AN004468 | measurement_metadata | MS_TYPE | ESI
AN004468 | measurement_metadata | MS_COMMENTS | Proprietary analytical software for integration and peak picking
AN004468 | measurement_metadata | ION_MODE | POSITIVE
AN004468 | chromatography_metadata | CHROMATOGRAPHY_SUMMARY | Low pH polar
AN004468 | chromatography_metadata | INSTRUMENT_NAME | Waters Acquity
AN004468 | chromatography_metadata | COLUMN_NAME | Waters ACQUITY UPLC BEH C18 (100 x 2.1mm,1.7um)
AN004468 | chromatography_metadata | COLUMN_TEMPERATURE | -
AN004468 | chromatography_metadata | FLOW_GRADIENT | -
AN004468 | chromatography_metadata | FLOW_RATE | -
AN004468 | chromatography_metadata | SOLVENT_A | -
AN004468 | chromatography_metadata | SOLVENT_B | -
AN004468 | chromatography_metadata | CHROMATOGRAPHY_TYPE | Reversed phase
AN004468 | missingness | n_missing | 357
AN004468 | missingness | n_value | 9996
AN004468 | missingness | perc_missing | 3.57142857142857
AN004468 | binomial_statistics | estimate | 0.921618204804046
AN004468 | binomial_statistics | statistic | 729
AN004468 | binomial_statistics | p.value | 1.11314397044894e-145
AN004468 | binomial_statistics | parameter | 791
AN004468 | binomial_statistics | conf.low | 0.904067238305674
AN004468 | binomial_statistics | conf.high | 1
AN004468 | binomial_statistics | method | Exact binomial test
AN004468 | binomial_statistics | alternative | greater
AN004469 | measurement_metadata | INSTRUMENT_NAME | Thermo Q Exactive Orbitrap
AN004469 | measurement_metadata | INSTRUMENT_TYPE | Orbitrap
AN004469 | measurement_metadata | MS_TYPE | ESI
AN004469 | measurement_metadata | MS_COMMENTS | Proprietary analytical software for integration and peak picking
AN004469 | measurement_metadata | ION_MODE | POSITIVE
AN004469 | chromatography_metadata | CHROMATOGRAPHY_SUMMARY | Low pH Lipophilic
AN004469 | chromatography_metadata | INSTRUMENT_NAME | Waters Acquity
AN004469 | chromatography_metadata | COLUMN_NAME | Waters ACQUITY UPLC BEH C18 (100 x 2.1mm,1.7um)
AN004469 | chromatography_metadata | COLUMN_TEMPERATURE | -
AN004469 | chromatography_metadata | FLOW_GRADIENT | -
AN004469 | chromatography_metadata | FLOW_RATE | -
AN004469 | chromatography_metadata | SOLVENT_A | -
AN004469 | chromatography_metadata | SOLVENT_B | -
AN004469 | chromatography_metadata | CHROMATOGRAPHY_TYPE | Reversed phase
AN004469 | missingness | n_missing | 411
AN004469 | missingness | n_value | 9198
AN004469 | missingness | perc_missing | 4.46836268754077
AN004469 | binomial_statistics | estimate | 0.883519206939281
AN004469 | binomial_statistics | statistic | 713
AN004469 | binomial_statistics | p.value | 7.77888387917747e-119
AN004469 | binomial_statistics | parameter | 807
AN004469 | binomial_statistics | conf.low | 0.863274016841595
AN004469 | binomial_statistics | conf.high | 1
AN004469 | binomial_statistics | method | Exact binomial test
AN004469 | binomial_statistics | alternative | greater
AN004470 | measurement_metadata | INSTRUMENT_NAME | Thermo Q Exactive Orbitrap
AN004470 | measurement_metadata | INSTRUMENT_TYPE | Orbitrap
AN004470 | measurement_metadata | MS_TYPE | ESI
AN004470 | measurement_metadata | MS_COMMENTS | Proprietary analytical software for integration and peak picking
AN004470 | measurement_metadata | ION_MODE | NEGATIVE
AN004470 | chromatography_metadata | CHROMATOGRAPHY_SUMMARY | High pH
AN004470 | chromatography_metadata | INSTRUMENT_NAME | Waters Acquity
AN004470 | chromatography_metadata | COLUMN_NAME | Waters ACQUITY UPLC CSH C18 (100 x 2.1mm,1.7um)
AN004470 | chromatography_metadata | COLUMN_TEMPERATURE | -
AN004470 | chromatography_metadata | FLOW_GRADIENT | -
AN004470 | chromatography_metadata | FLOW_RATE | -
AN004470 | chromatography_metadata | SOLVENT_A | -
AN004470 | chromatography_metadata | SOLVENT_B | -
AN004470 | chromatography_metadata | CHROMATOGRAPHY_TYPE | Reversed phase
AN004470 | missingness | n_missing | 1151
AN004470 | missingness | n_value | 14448
AN004470 | missingness | perc_missing | 7.96650055370986
AN004470 | binomial_statistics | estimate | 0.857421875
AN004470 | binomial_statistics | statistic | 1756
AN004470 | binomial_statistics | p.value | 1.98534578815511e-254
AN004470 | binomial_statistics | parameter | 2048
AN004470 | binomial_statistics | conf.low | 0.844090323107505
AN004470 | binomial_statistics | conf.high | 1
AN004470 | binomial_statistics | method | Exact binomial test
AN004470 | binomial_statistics | alternative | greater
AN004471 | measurement_metadata | INSTRUMENT_NAME | Thermo Q Exactive Orbitrap
AN004471 | measurement_metadata | INSTRUMENT_TYPE | Orbitrap
AN004471 | measurement_metadata | MS_TYPE | ESI
AN004471 | measurement_metadata | MS_COMMENTS | Proprietary analytical software for integration and peak picking
AN004471 | measurement_metadata | ION_MODE | NEGATIVE
AN004471 | chromatography_metadata | INSTRUMENT_NAME | Waters Acquity
AN004471 | chromatography_metadata | COLUMN_NAME | Waters Acquity BEH Amide (150 x 2.1mm, 1.7um)
AN004471 | chromatography_metadata | COLUMN_TEMPERATURE | -
AN004471 | chromatography_metadata | FLOW_GRADIENT | -
AN004471 | chromatography_metadata | FLOW_RATE | -
AN004471 | chromatography_metadata | SOLVENT_A | -
AN004471 | chromatography_metadata | SOLVENT_B | -
AN004471 | chromatography_metadata | CHROMATOGRAPHY_TYPE | HILIC
AN004471 | missingness | n_missing | 151
AN004471 | missingness | n_value | 4242
AN004471 | missingness | perc_missing | 3.55964167845356
AN004471 | binomial_statistics | estimate | 0.950867052023121
AN004471 | binomial_statistics | statistic | 329
AN004471 | binomial_statistics | p.value | 2.02419536712704e-76
AN004471 | binomial_statistics | parameter | 346
AN004471 | binomial_statistics | conf.low | 0.927210936936377
AN004471 | binomial_statistics | conf.high | 1
AN004471 | binomial_statistics | method | Exact binomial test
AN004471 | binomial_statistics | alternative | greater
AN004472 | measurement_metadata | INSTRUMENT_NAME | Bruker timsTOF
AN004472 | measurement_metadata | INSTRUMENT_TYPE | QTOF
AN004472 | measurement_metadata | MS_TYPE | ESI
AN004472 | measurement_metadata | ION_MODE | POSITIVE
AN004472 | measurement_metadata | MS_COMMENTS | The MS analysis was performed using a TimsTOF (Bruker, Darmstadt, Germany) with Apollo II electrospray ionization (ESI) source. The drying gas was set to flow at 10 L/min and the drying temperature to 220C and the nebulizer pressure to 2.2 bar. The capillary voltage was 4500 V and the end plate offset 500V. For metabolomics the scan range was 20-1300 m/z. The collision energy was set to 20 eV, the cycle time to 0.5 seconds with a relative minimum intensity threshold of 400 counts per thousand and target intensity of 20,000. Sodium formate was injected as an external calibrant in the first 0.3 minutes of each LC-MS/MS run. MetaboScape 4.0 software was used for metabolite processing and statistical analysis (Bruker Daltonics). The following parameters for molecular feature identification and "bucketing" were set in MS Comments the T-ReX 2D/3D workflow: For peak detection, a minimum intensity threshold of 1,000 counts is required, as well as a minimum peak duration of 7 spectra, with feature quantification determine using peak area. The file masses were recalibrated based on the external calibrant injected between 0-0.3 min.
AN004472 | chromatography_metadata | CHROMATOGRAPHY_SUMMARY | amples were chromatographically separated by inline reversed-phase chromatography using the Elute HPG 1300 pumps and Elute Autosampler (Bruker, Darmstadt, Germany) with solvent A 0.1% FA in HPLC grade water and solvent B 0.1% FA in ACN. A Hamilton Intensity Solo 2 C18 column (100 mm x 2.1 mm, 1.8µm beads) was maintained at 35C. For metabolomics, 10 µL was injected twice for each sample and eluted using a 30-minute gradient as follows: 1% ACN was held for 2 minutes, ramping to 99% ACN over 15 minutes, held at 99% ACN for 3 minutes before re-equilibrating to 1% ACN for 10 minutes. Flow rates were 250 µL/min for elution and 350 µL/min for re-equilibration.
AN004472 | chromatography_metadata | CHROMATOGRAPHY_TYPE | Reversed phase
AN004472 | chromatography_metadata | INSTRUMENT_NAME | Bruker Elute
AN004472 | chromatography_metadata | COLUMN_NAME | Hamilton Intensity Solo 2 C18(100 x 2.1 mm, 1.8 um)
AN004472 | chromatography_metadata | SOLVENT_A | Water (0.1% Formic Acid)
AN004472 | chromatography_metadata | SOLVENT_B | ACN (0.1% Formic Acid)
AN004472 | chromatography_metadata | FLOW_GRADIENT | The gradient program was: 0–2 min, 99% A: 1% B; 2–17 min, 99–1% A: 1–99% B; 17–20 min, 99% B: 1% A. The flow rate was fixed at 0.25 mL/min. Subsequently, 20–20.1 min 99% B to 99% A; 20.1–28.5 min, 99% A: 1% B at 0.35 mL/min flow rate; 28.5–30 min; 99% A: 1% B at 0.25 mL/min.
AN004472 | chromatography_metadata | FLOW_RATE | 250 uL/min
AN004472 | chromatography_metadata | COLUMN_TEMPERATURE | 35
AN004472 | missingness | n_missing | 272
AN004472 | missingness | n_value | 3048
AN004472 | missingness | perc_missing | 8.9238845144357
AN004472 | binomial_statistics | estimate | 0.673766816143498
AN004472 | binomial_statistics | statistic | 601
AN004472 | binomial_statistics | p.value | 7.07597641415301e-26
AN004472 | binomial_statistics | parameter | 892
AN004472 | binomial_statistics | conf.low | 0.646984772759051
AN004472 | binomial_statistics | conf.high | 1
AN004472 | binomial_statistics | method | Exact binomial test
AN004472 | binomial_statistics | alternative | greater
AN004516 | measurement_metadata | INSTRUMENT_NAME | Nexera UHPLC LC-30A
AN004516 | measurement_metadata | INSTRUMENT_TYPE | Triple quadrupole
AN004516 | measurement_metadata | MS_TYPE | ESI
AN004516 | measurement_metadata | MS_COMMENTS | -
AN004516 | measurement_metadata | ION_MODE | NEGATIVE
AN004516 | chromatography_metadata | INSTRUMENT_NAME | Nexera UHPLC LC-30A
AN004516 | chromatography_metadata | COLUMN_NAME | Waters BEH Amide (2.1 X 100mm, 1.7μm)
AN004516 | chromatography_metadata | COLUMN_TEMPERATURE | 40℃
AN004516 | chromatography_metadata | FLOW_GRADIENT | 0～1.5min,90%B.1.5~5min,90-45%B.5~10min,45%B.10~11min,45~90B.11~23min,90B
AN004516 | chromatography_metadata | FLOW_RATE | 0.3ml/min
AN004516 | chromatography_metadata | SOLVENT_A | 10% acetonitrile/90% water; 0.2% acetic acid
AN004516 | chromatography_metadata | SOLVENT_B | 90% acetonitrile/10% water; 0.2% acetic acic
AN004516 | chromatography_metadata | CHROMATOGRAPHY_TYPE | HILIC
AN004516 | missingness | n_missing | 75
AN004516 | missingness | n_value | 1704
AN004516 | missingness | perc_missing | 4.40140845070423
AN004516 | binomial_statistics | estimate | 0.911949685534591
AN004516 | binomial_statistics | statistic | 145
AN004516 | binomial_statistics | p.value | 6.35157000391267e-29
AN004516 | binomial_statistics | parameter | 159
AN004516 | binomial_statistics | conf.low | 0.865776923789899
AN004516 | binomial_statistics | conf.high | 1
AN004516 | binomial_statistics | method | Exact binomial test
AN004516 | binomial_statistics | alternative | greater
AN004528 | measurement_metadata | INSTRUMENT_NAME | Thermo Q Exactive Plus Orbitrap
AN004528 | measurement_metadata | INSTRUMENT_TYPE | Orbitrap
AN004528 | measurement_metadata | MS_TYPE | Other
AN004528 | measurement_metadata | ION_MODE | POSITIVE
AN004528 | measurement_metadata | MS_COMMENTS | Thermo Q Exactive Plus spectrometer equipped with the HESI II ion source. MS1 spectra (resolution 280 000) were recorded in 100 m/z windows from 250 to 1200 m/z (pos.) and 200 - 1700 m/z (neg.) followed by recording MS/MS spectra (res. 70 000) by data-independent acquisition in 1 m/z windows from 200 to 1200 (pos.) and 200 to 1700 (neg.) m/z. Raw files were converted to .mzml files and imported into and analyzed by LipidXplorer software using custom mfql files to identify sample lipids and internal standards. For further data processing, absolute amounts were calculated using the internal standard intensities followed by the calculated mol% of the identified lipids.
AN004528 | chromatography_metadata | CHROMATOGRAPHY_TYPE | None (Direct infusion)
AN004528 | chromatography_metadata | INSTRUMENT_NAME | Thermo Q Exactive Plus
AN004528 | chromatography_metadata | COLUMN_NAME | none
AN004528 | chromatography_metadata | SOLVENT_A | 8/5/1 isopropanol/methanol/water; 10 mM ammonium acetate
AN004528 | chromatography_metadata | SOLVENT_B | -
AN004528 | chromatography_metadata | FLOW_GRADIENT | -
AN004528 | chromatography_metadata | FLOW_RATE | 10 µl/min
AN004528 | chromatography_metadata | COLUMN_TEMPERATURE | none
AN004528 | chromatography_metadata | INJECTION_TEMPERATURE | 260
AN004528 | missingness | n_missing | 2723
AN004528 | missingness | n_value | 15820
AN004528 | missingness | perc_missing | 17.212389380531
AN004528 | binomial_statistics | estimate | 0.868045297882816
AN004528 | binomial_statistics | statistic | 1763
AN004528 | binomial_statistics | p.value | 1.48909642226425e-269
AN004528 | binomial_statistics | parameter | 2031
AN004528 | binomial_statistics | conf.low | 0.855051966706046
AN004528 | binomial_statistics | conf.high | 1
AN004528 | binomial_statistics | method | Exact binomial test
AN004528 | binomial_statistics | alternative | greater
AN004529 | measurement_metadata | INSTRUMENT_NAME | Thermo Exactive Plus Orbitrap
AN004529 | measurement_metadata | INSTRUMENT_TYPE | Orbitrap
AN004529 | measurement_metadata | MS_TYPE | Other
AN004529 | measurement_metadata | MS_COMMENTS | MS1 spectra (resolution 280 000) were recorded in 100 m/z windows from 250 to 1200 m/z (pos.) and 200 - 1700 m/z (neg.) followed by recording MS/MS spectra (res. 70 000) by data-independent acquisition in 1 m/z windows from 200 to 1200 (pos.) and 200 to 1700 (neg.) m/z. Raw files were converted to .mzml files and imported into and analyzed by LipidXplorer software using custom mfql files to identify sample lipids and internal standards. For further data processing, absolute amounts were calculated using the internal standard intensities followed by the calculated mol% of the identified lipids.
AN004529 | measurement_metadata | ION_MODE | POSITIVE
AN004529 | chromatography_metadata | INSTRUMENT_NAME | none
AN004529 | chromatography_metadata | COLUMN_NAME | none
AN004529 | chromatography_metadata | COLUMN_TEMPERATURE | none
AN004529 | chromatography_metadata | FLOW_GRADIENT | -
AN004529 | chromatography_metadata | FLOW_RATE | 10 µl/min
AN004529 | chromatography_metadata | INJECTION_TEMPERATURE | 260
AN004529 | chromatography_metadata | SOLVENT_A | 8/5/1 isopropanol/methanol/water; 10 mM ammonium acetate
AN004529 | chromatography_metadata | SOLVENT_B | -
AN004529 | chromatography_metadata | CHROMATOGRAPHY_TYPE | None (Direct infusion)
AN004529 | missingness | n_missing | 4207
AN004529 | missingness | n_value | 21973
AN004529 | missingness | perc_missing | 19.1462249123925
AN004529 | binomial_statistics | estimate | 0.899665551839465
AN004529 | binomial_statistics | statistic | 2690
AN004529 | binomial_statistics | p.value | 0
AN004529 | binomial_statistics | parameter | 2990
AN004529 | binomial_statistics | conf.low | 0.890168570511968
AN004529 | binomial_statistics | conf.high | 1
AN004529 | binomial_statistics | method | Exact binomial test
AN004529 | binomial_statistics | alternative | greater
AN004542 | measurement_metadata | INSTRUMENT_NAME | Thermo Q Exactive Orbitrap
AN004542 | measurement_metadata | INSTRUMENT_TYPE | Orbitrap
AN004542 | measurement_metadata | MS_TYPE | ESI
AN004542 | measurement_metadata | ION_MODE | POSITIVE
AN004542 | measurement_metadata | MS_COMMENTS | Metabolite detection was performed using a high-resolution Q Exactive MS (ThermoFisher) in both positive and negative ionisation modes. The PBQC sample was run periodically throughout each LC-MS batch to monitor signal reproducibility and support downstream metabolite identification. Extraction solvent blank samples were also analysed to identify possible contaminating chemical species. To aid in metabolite identification, approximately 250 authentic metabolite standards were analysed prior to each LC-MS batch and their peaks and retention time manually checked using the ToxID software (ThermoFisher). Metabolomics data were analysed using the IDEOM workflow (Creek et al. 2012). Briefly, the IDEOM processing pipeline uses msconvert for conversion of raw files to mzXML files and split polarity, XCMS to extract raw peak intensities and mzMatch to align samples, filter noise, fill missing peaks and annotate related peaks. Manual assessment of spiked internal standards, total ion chromatograms and median peak heights ensured signal reproducibility and allowed exclusion of outlier samples. LC MS peak heights representing metabolite abundances were normalised by median peak height. High confidence metabolite identification (MSI level 1) was made by matching accurate mass and retention time to authentic metabolite standards. Putative identifications (MSI level 2) for metabolites lacking standards were based on exact mass and predicted retention times.
AN004542 | chromatography_metadata | CHROMATOGRAPHY_TYPE | HILIC
AN004542 | chromatography_metadata | INSTRUMENT_NAME | Thermo Dionex Ultimate 3000 RS
AN004542 | chromatography_metadata | COLUMN_NAME | ZIC-pHILIC (150 x 4.6mm,5um) equipped with a guard (SeQuant,Merck)
AN004542 | chromatography_metadata | SOLVENT_A | 100% water; 20 mM ammonium carbonate
AN004542 | chromatography_metadata | SOLVENT_B | 100% acetonitrile
AN004542 | chromatography_metadata | FLOW_GRADIENT | 0% B to 50% B over 15 min, then to 5% B at 18 min until 21 min, increasing to 80% B at 24 min until 32 min.
AN004542 | chromatography_metadata | FLOW_RATE | 0.3 ml/min
AN004542 | chromatography_metadata | COLUMN_TEMPERATURE | 25
AN004542 | missingness | n_missing | 534
AN004542 | missingness | n_value | 6435
AN004542 | missingness | perc_missing | 8.2983682983683
AN004542 | binomial_statistics | estimate | 0.861271676300578
AN004542 | binomial_statistics | statistic | 447
AN004542 | binomial_statistics | p.value | 2.00393853846444e-67
AN004542 | binomial_statistics | parameter | 519
AN004542 | binomial_statistics | conf.low | 0.833816259482379
AN004542 | binomial_statistics | conf.high | 1
AN004542 | binomial_statistics | method | Exact binomial test
AN004542 | binomial_statistics | alternative | greater
AN004543 | measurement_metadata | INSTRUMENT_NAME | Thermo Q Exactive Orbitrap
AN004543 | measurement_metadata | INSTRUMENT_TYPE | Orbitrap
AN004543 | measurement_metadata | MS_TYPE | ESI
AN004543 | measurement_metadata | ION_MODE | NEGATIVE
AN004543 | measurement_metadata | MS_COMMENTS | Metabolite detection was performed using a high-resolution Q Exactive MS (ThermoFisher) in both positive and negative ionisation modes. The PBQC sample was run periodically throughout each LC-MS batch to monitor signal reproducibility and support downstream metabolite identification. Extraction solvent blank samples were also analysed to identify possible contaminating chemical species. To aid in metabolite identification, approximately 250 authentic metabolite standards were analysed prior to each LC-MS batch and their peaks and retention time manually checked using the ToxID software (ThermoFisher). Metabolomics data were analysed using the IDEOM workflow (Creek et al. 2012). Briefly, the IDEOM processing pipeline uses msconvert for conversion of raw files to mzXML files and split polarity, XCMS to extract raw peak intensities and mzMatch to align samples, filter noise, fill missing peaks and annotate related peaks. Manual assessment of spiked internal standards, total ion chromatograms and median peak heights ensured signal reproducibility and allowed exclusion of outlier samples. LC MS peak heights representing metabolite abundances were normalised by median peak height. High confidence metabolite identification (MSI level 1) was made by matching accurate mass and retention time to authentic metabolite standards. Putative identifications (MSI level 2) for metabolites lacking standards were based on exact mass and predicted retention times.
AN004543 | chromatography_metadata | CHROMATOGRAPHY_TYPE | HILIC
AN004543 | chromatography_metadata | INSTRUMENT_NAME | Thermo Dionex Ultimate 3000 RS
AN004543 | chromatography_metadata | COLUMN_NAME | ZIC-pHILIC (150 x 4.6mm,5um) equipped with a guard (SeQuant,Merck)
AN004543 | chromatography_metadata | SOLVENT_A | 100% water; 20 mM ammonium carbonate
AN004543 | chromatography_metadata | SOLVENT_B | 100% acetonitrile
AN004543 | chromatography_metadata | FLOW_GRADIENT | 0% B to 50% B over 15 min, then to 5% B at 18 min until 21 min, increasing to 80% B at 24 min until 32 min.
AN004543 | chromatography_metadata | FLOW_RATE | 0.3 ml/min
AN004543 | chromatography_metadata | COLUMN_TEMPERATURE | 25
AN004543 | missingness | n_missing | 215
AN004543 | missingness | n_value | 4511
AN004543 | missingness | perc_missing | 4.76612724451341
AN004543 | binomial_statistics | estimate | 0.841961852861035
AN004543 | binomial_statistics | statistic | 309
AN004543 | binomial_statistics | p.value | 8.39167751398119e-43
AN004543 | binomial_statistics | parameter | 367
AN004543 | binomial_statistics | conf.low | 0.807234608660052
AN004543 | binomial_statistics | conf.high | 1
AN004543 | binomial_statistics | method | Exact binomial test
AN004543 | binomial_statistics | alternative | greater
AN004550 | measurement_metadata | INSTRUMENT_NAME | Agilent 6550 QTOF
AN004550 | measurement_metadata | INSTRUMENT_TYPE | QTOF
AN004550 | measurement_metadata | MS_TYPE | ESI
AN004550 | measurement_metadata | ION_MODE | POSITIVE
AN004550 | measurement_metadata | MS_COMMENTS | MS acquisition comments: For aqueous normal phase LC/MS-based metabolomics, amniotic fluid metabolites were extracted by addition of 1 part amniotic fluid to 15 parts 70% acetonitrile in ddH2O (vol:vol). The mixture was briefly vortexed and then centrifuged for 5 min at 16,000 × g to pellet precipitated proteins. The protein pellet was solubilized in 0.2M NaOH and quantified by DC Protein Assay (Bio-Rad). The volume of metabolite extract was normalized by amniotic protein content. An aliquot of the resulting extract (3 mL) was subjected to LC/MS untargeted metabolite profiling in positive and negative ion modes as described previously described,64 using a platform comprised of an Agilent Model 1290 Infinity II liquid chromatography system coupled to an Agilent 6550 iFunnel time-of-flight MS analyzer. Chromatography of metabolites utilized aqueous normal phase (ANP) chromatography on a Diamond Hydride column (Microsolv). Mobile phases consisted of: (A) 50% isopropanol, containing 0.025% acetic acid, and (B) 90% acetonitrile containing 5 mM ammonium acetate. To eliminate the interference of metal ions on chromatographic peak integrity and electrospray ionization, EDTA was added to the mobile phase at a final concentration of 6 µM. The following gradient was applied: 0-1.0 min, 99% B; 1.0-15.0 min, to 20% B; 15.0 to 29.0, 0% B; 29.1 to 37min, 99% B. Mass spectrometer parameters used for both positive and negative ion mode data acquisition were as follows: drying gas temperature was 200°C with a flow rate of 14 L/min. Nebulizer pressure was at 35 psi. Sheath gas temperature was 350°C with a flow rate of 11 L/min. Capillary and nozzle voltage were at 3500V and 1000V, respectively. Mass spectra were acquired at a rate of 2 spectra/sec over the mass range of 100 to 1700 m/z. Data processing comments: Raw LC/MS data were analyzed using MassHunter Profinder 8.0 and MassProfiler Professional (MPP) 15.1 software (Agilent Technologies). To ascertain the identities of metabolites, LC/MS data were searched against an in-house annotated personal metabolite database created using MassHunter PCDL manager 8.0 (Agilent) based on monoisotopic neutral mass (&lt;5 ppm mass accuracy) and chromatographic retention times of pure standards. A molecular formula generator (MFG) algorithm in MPP was used to generate and score empirical molecular formulae, based on a weighted consideration of monoisotopic mass accuracy, isotope abundance ratios, and spacing between isotope peaks. A tentative compound ID was assigned when the PCDL database and MFG scores concurred for a given candidate molecule. Software procedures used for feature assignments: Tentatively assigned molecules were confirmed based on a match of LC retention times and/or MS/MS fragmentation spectra for pure molecular standards.
AN004550 | chromatography_metadata | CHROMATOGRAPHY_TYPE | Normal phase
AN004550 | chromatography_metadata | INSTRUMENT_NAME | Agilent 6550 QTOF
AN004550 | chromatography_metadata | COLUMN_NAME | MicroSolv Diamond Hydride (150 x 2.1mm, 4um)
AN004550 | chromatography_metadata | SOLVENT_A | 50% isopropanol/50% water; 0.025% acetic acid
AN004550 | chromatography_metadata | SOLVENT_B | 90% acetonitrile/10% water; 5 mM ammonium acetate
AN004550 | chromatography_metadata | FLOW_GRADIENT | 0-1.0 min, 99% B; 1.0-15.0 min, to 20% B; 15.0 to 29.0, 0% B; 29.1 to 37min, 99% B
AN004550 | chromatography_metadata | FLOW_RATE | 0.4 mL/min
AN004550 | chromatography_metadata | COLUMN_TEMPERATURE | 25
AN004550 | missingness | n_missing | 403
AN004550 | missingness | n_value | 5632
AN004550 | missingness | perc_missing | 7.15553977272727
AN004550 | binomial_statistics | estimate | 0.663381349507202
AN004550 | binomial_statistics | statistic | 875
AN004550 | binomial_statistics | p.value | 3.31871622347929e-33
AN004550 | binomial_statistics | parameter | 1319
AN004550 | binomial_statistics | conf.low | 0.641344460287051
AN004550 | binomial_statistics | conf.high | 1
AN004550 | binomial_statistics | method | Exact binomial test
AN004550 | binomial_statistics | alternative | greater
AN004551 | measurement_metadata | INSTRUMENT_NAME | Agilent 6550 QTOF
AN004551 | measurement_metadata | INSTRUMENT_TYPE | QTOF
AN004551 | measurement_metadata | MS_TYPE | ESI
AN004551 | measurement_metadata | ION_MODE | NEGATIVE
AN004551 | measurement_metadata | MS_COMMENTS | MS acquisition comments: For aqueous normal phase LC/MS-based metabolomics, amniotic fluid metabolites were extracted by addition of 1 part amniotic fluid to 15 parts 70% acetonitrile in ddH2O (vol:vol). The mixture was briefly vortexed and then centrifuged for 5 min at 16,000 × g to pellet precipitated proteins. The protein pellet was solubilized in 0.2M NaOH and quantified by DC Protein Assay (Bio-Rad). The volume of metabolite extract was normalized by amniotic protein content. An aliquot of the resulting extract (3 mL) was subjected to LC/MS untargeted metabolite profiling in positive and negative ion modes as described previously described,64 using a platform comprised of an Agilent Model 1290 Infinity II liquid chromatography system coupled to an Agilent 6550 iFunnel time-of-flight MS analyzer. Chromatography of metabolites utilized aqueous normal phase (ANP) chromatography on a Diamond Hydride column (Microsolv). Mobile phases consisted of: (A) 50% isopropanol, containing 0.025% acetic acid, and (B) 90% acetonitrile containing 5 mM ammonium acetate. To eliminate the interference of metal ions on chromatographic peak integrity and electrospray ionization, EDTA was added to the mobile phase at a final concentration of 6 µM. The following gradient was applied: 0-1.0 min, 99% B; 1.0-15.0 min, to 20% B; 15.0 to 29.0, 0% B; 29.1 to 37min, 99% B. Mass spectrometer parameters used for both positive and negative ion mode data acquisition were as follows: drying gas temperature was 200°C with a flow rate of 14 L/min. Nebulizer pressure was at 35 psi. Sheath gas temperature was 350°C with a flow rate of 11 L/min. Capillary and nozzle voltage were at 3500V and 1000V, respectively. Mass spectra were acquired at a rate of 2 spectra/sec over the mass range of 100 to 1700 m/z. Data processing comments: Raw LC/MS data were analyzed using MassHunter Profinder 8.0 and MassProfiler Professional (MPP) 15.1 software (Agilent Technologies). To ascertain the identities of metabolites, LC/MS data were searched against an in-house annotated personal metabolite database created using MassHunter PCDL manager 8.0 (Agilent) based on monoisotopic neutral mass (&lt;5 ppm mass accuracy) and chromatographic retention times of pure standards. A molecular formula generator (MFG) algorithm in MPP was used to generate and score empirical molecular formulae, based on a weighted consideration of monoisotopic mass accuracy, isotope abundance ratios, and spacing between isotope peaks. A tentative compound ID was assigned when the PCDL database and MFG scores concurred for a given candidate molecule. Software procedures used for feature assignments: Tentatively assigned molecules were confirmed based on a match of LC retention times and/or MS/MS fragmentation spectra for pure molecular standards.
AN004551 | chromatography_metadata | CHROMATOGRAPHY_TYPE | Normal phase
AN004551 | chromatography_metadata | INSTRUMENT_NAME | Agilent 6550 QTOF
AN004551 | chromatography_metadata | COLUMN_NAME | MicroSolv Diamond Hydride (150 x 2.1mm, 4um)
AN004551 | chromatography_metadata | SOLVENT_A | 50% isopropanol/50% water; 0.025% acetic acid
AN004551 | chromatography_metadata | SOLVENT_B | 90% acetonitrile/10% water; 5 mM ammonium acetate
AN004551 | chromatography_metadata | FLOW_GRADIENT | 0-1.0 min, 99% B; 1.0-15.0 min, to 20% B; 15.0 to 29.0, 0% B; 29.1 to 37min, 99% B
AN004551 | chromatography_metadata | FLOW_RATE | 0.4 mL/min
AN004551 | chromatography_metadata | COLUMN_TEMPERATURE | 25
AN004551 | missingness | n_missing | 853
AN004551 | missingness | n_value | 7168
AN004551 | missingness | perc_missing | 11.9001116071429
AN004551 | binomial_statistics | estimate | 0.637259502580948
AN004551 | binomial_statistics | statistic | 1358
AN004551 | binomial_statistics | p.value | 1.9687616089975e-37
AN004551 | binomial_statistics | parameter | 2131
AN004551 | binomial_statistics | conf.low | 0.619760903590373
AN004551 | binomial_statistics | conf.high | 1
AN004551 | binomial_statistics | method | Exact binomial test
AN004551 | binomial_statistics | alternative | greater
AN004576 | measurement_metadata | INSTRUMENT_NAME | Thermo Q Exactive Plus Orbitrap
AN004576 | measurement_metadata | INSTRUMENT_TYPE | Orbitrap
AN004576 | measurement_metadata | MS_TYPE | ESI
AN004576 | measurement_metadata | ION_MODE | NEGATIVE
AN004576 | measurement_metadata | MS_COMMENTS | Processing performed in El-Maven
AN004576 | chromatography_metadata | CHROMATOGRAPHY_SUMMARY | Chromatography for hydrophilic compounds
AN004576 | chromatography_metadata | CHROMATOGRAPHY_TYPE | HILIC
AN004576 | chromatography_metadata | INSTRUMENT_NAME | Thermo Vanquish
AN004576 | chromatography_metadata | COLUMN_NAME | Waters XBridge BEH Amide (150 x 2.1mm,2.5um)
AN004576 | chromatography_metadata | SOLVENT_A | 95% water/5% acetonitrile; 20 mM ammonium acetate; mM ammonium hydroxide, pH 9.45)
AN004576 | chromatography_metadata | SOLVENT_B | 100% acetonitrile
AN004576 | chromatography_metadata | FLOW_GRADIENT | 0 min, 85% B; 2 min, 85% B; 3 min, 80% B; 5 min, 80% B; 6 min, 75% B; 7 min, 75% B; 8 min, 70% B; 9 min, 70% B; 10 min, 50% B; 12 min, 50% B; 13 min, 25% B; 16 min, 25% B; 18 min, 0% B; 23 min, 0% B; 24 min, 85% B; and 30 min, 85% B.
AN004576 | chromatography_metadata | FLOW_RATE | 150 uL/min
AN004576 | chromatography_metadata | COLUMN_TEMPERATURE | 35
AN004576 | missingness | n_missing | 4408
AN004576 | missingness | n_value | 15255
AN004576 | missingness | perc_missing | 28.8954441166831
AN004576 | binomial_statistics | estimate | 0.515488577921301
AN004576 | binomial_statistics | statistic | 4310
AN004576 | binomial_statistics | p.value | 0.00238801319208073
AN004576 | binomial_statistics | parameter | 8361
AN004576 | binomial_statistics | conf.low | 0.506435795970169
AN004576 | binomial_statistics | conf.high | 1
AN004576 | binomial_statistics | method | Exact binomial test
AN004576 | binomial_statistics | alternative | greater
AN004577 | measurement_metadata | INSTRUMENT_NAME | Thermo Q Exactive Plus Orbitrap
AN004577 | measurement_metadata | INSTRUMENT_TYPE | Orbitrap
AN004577 | measurement_metadata | MS_TYPE | ESI
AN004577 | measurement_metadata | ION_MODE | POSITIVE
AN004577 | measurement_metadata | MS_COMMENTS | Processing performed in El-Maven
AN004577 | chromatography_metadata | CHROMATOGRAPHY_SUMMARY | Chromatography for lipids
AN004577 | chromatography_metadata | CHROMATOGRAPHY_TYPE | Reversed phase
AN004577 | chromatography_metadata | INSTRUMENT_NAME | Thermo Vanquish
AN004577 | chromatography_metadata | COLUMN_NAME | Agilent InfinityLab Poroshell 120 EC-C8 (150 x 2.1mm,2.7um)
AN004577 | chromatography_metadata | SOLVENT_A | 90% water/10% methanol; 1mM ammonium acetate ; 0.2% acetic acid
AN004577 | chromatography_metadata | SOLVENT_B | 2% methanol/98% isopropano; 1 mM ammonium acetate; 0.2% acetic acid
AN004577 | chromatography_metadata | FLOW_GRADIENT | 0 minutes, 25% B; 2 minutes, 25% B; 4 minutes, 65% B; 16 minutes, 100% B; 20 minutes, 100% B; 21 minutes, 25% B; 27 minutes, 25% B
AN004577 | chromatography_metadata | FLOW_RATE | 150 uL/min
AN004577 | chromatography_metadata | COLUMN_TEMPERATURE | 35
AN004577 | missingness | n_missing | 52
AN004577 | missingness | n_value | 14473
AN004577 | missingness | perc_missing | 0.359289711877289
AN004577 | binomial_statistics | estimate | 0.908902691511387
AN004577 | binomial_statistics | statistic | 439
AN004577 | binomial_statistics | p.value | 2.75330141421377e-83
AN004577 | binomial_statistics | parameter | 483
AN004577 | binomial_statistics | conf.low | 0.884417566914663
AN004577 | binomial_statistics | conf.high | 1
AN004577 | binomial_statistics | method | Exact binomial test
AN004577 | binomial_statistics | alternative | greater
AN004603 | measurement_metadata | INSTRUMENT_NAME | ABI Sciex 5600 TripleTOF
AN004603 | measurement_metadata | INSTRUMENT_TYPE | Triple TOF
AN004603 | measurement_metadata | MS_TYPE | ESI
AN004603 | measurement_metadata | ION_MODE | POSITIVE
AN004603 | measurement_metadata | MS_COMMENTS | For metabolomics, 5μL of the metabolite extract was injected into a 3.5μm particle 4.6×150mm X bridge amide column which heats to 60°C. 0.1% formic acid in water as solvent-A and acetonitrile as solvent-B in positive ionization and 20mM ammonium acetate in 95% water; 5% acetonitrile and 100% acetonitrile as solvent-B in negative ionization mode. The flow rate used for these experiments was 0.4 mL/min. The data acquisition of each sample was performed in both positive and negative ionization modes using a TripleTOF 5600 equipped with a Turbo VTM ion source. The instrument performed one TOF MS survey scan (150ms) and 15 MS/MS scans with a total duty cycle time of 2.4s. The mass range in both modes was 50–1200 m/z. We controlled the acquisition in both MS and MS/MS spectra by data-dependent acquisition function of the Analyst TF software (AB Sciex, Concord, Canada). Rolling collision energy spread was set whereby the software calculated the collision energy value to be applied as a function of m/z. Mass accuracy was maintained by the use of an automated calibrant delivery system interfaced to the second inlet of the Duo Spray source.
AN004603 | chromatography_metadata | CHROMATOGRAPHY_SUMMARY | HILIIC-Positive
AN004603 | chromatography_metadata | CHROMATOGRAPHY_TYPE | HILIC
AN004603 | chromatography_metadata | INSTRUMENT_NAME | ABSciex 5600 Triple TOF
AN004603 | chromatography_metadata | COLUMN_NAME | Waters XBridge Amide (100 x 4.6mm,3.5um)
AN004603 | chromatography_metadata | SOLVENT_A | 100% water; 0.1% formic acid
AN004603 | chromatography_metadata | SOLVENT_B | 100% acetonitrile; 0.1% formic acid
AN004603 | chromatography_metadata | FLOW_GRADIENT | Gradient flow: 0-3 min 85% B; 3-12 min 30% B, 12-15 min 2% B, 16 min 95% B, followed by re-equilibration till the end of the gradient 23 min to the initial starting condition of 85% B.
AN004603 | chromatography_metadata | FLOW_RATE | 0.4 mL/min
AN004603 | chromatography_metadata | COLUMN_TEMPERATURE | 37
AN004603 | missingness | n_missing | 133
AN004603 | missingness | n_value | 14906
AN004603 | missingness | perc_missing | 0.892258151080102
AN004603 | binomial_statistics | estimate | 0.705590062111801
AN004603 | binomial_statistics | statistic | 568
AN004603 | binomial_statistics | p.value | 1.87538407011945e-32
AN004603 | binomial_statistics | parameter | 805
AN004603 | binomial_statistics | conf.low | 0.678013403807668
AN004603 | binomial_statistics | conf.high | 1
AN004603 | binomial_statistics | method | Exact binomial test
AN004603 | binomial_statistics | alternative | greater
AN004604 | measurement_metadata | INSTRUMENT_NAME | ABI Sciex 5600 TripleTOF
AN004604 | measurement_metadata | INSTRUMENT_TYPE | Triple TOF
AN004604 | measurement_metadata | MS_TYPE | ESI
AN004604 | measurement_metadata | ION_MODE | NEGATIVE
AN004604 | measurement_metadata | MS_COMMENTS | For metabolomics, 5μL of the metabolite extract was injected into a 3.5μm particle 4.6×150mm X bridge amide column which heats to 60°C. 0.1% formic acid in water as solvent-A and acetonitrile as solvent-B in positive ionization and 20mM ammonium acetate in 95% water; 5% acetonitrile and 100% acetonitrile as solvent-B in negative ionization mode. The flow rate used for these experiments was 0.4 mL/min. The data acquisition of each sample was performed in both positive and negative ionization modes using a TripleTOF 5600 equipped with a Turbo VTM ion source. The instrument performed one TOF MS survey scan (150ms) and 15 MS/MS scans with a total duty cycle time of 2.4s. The mass range in both modes was 50–1200 m/z. We controlled the acquisition in both MS and MS/MS spectra by data-dependent acquisition function of the Analyst TF software (AB Sciex, Concord, Canada). Rolling collision energy spread was set whereby the software calculated the collision energy value to be applied as a function of m/z. Mass accuracy was maintained by the use of an automated calibrant delivery system interfaced to the second inlet of the Duo Spray source.
AN004604 | measurement_metadata | MS_RESULTS_FILE | ST002823_AN004604_Results.txt UNITS:area Has m/z:No Has RT:No RT units:No RT data
AN004604 | chromatography_metadata | CHROMATOGRAPHY_SUMMARY | HILIIC-negative
AN004604 | chromatography_metadata | CHROMATOGRAPHY_TYPE | HILIC
AN004604 | chromatography_metadata | INSTRUMENT_NAME | ABSciex 5600 Triple TOF
AN004604 | chromatography_metadata | COLUMN_NAME | Waters XBridge Amide (100 x 4.6mm,3.5um)
AN004604 | chromatography_metadata | SOLVENT_A | 100% water; 20 mM ammonium acetate, pH 9.0
AN004604 | chromatography_metadata | SOLVENT_B | 100% acetonitrile
AN004604 | chromatography_metadata | FLOW_GRADIENT | 0-3 min 85% B, 3-12 min 30% B, 12-15 min 2% B, 15-16 min 85% B followed by re-equilibration till the end of the gradient 23 min to the initial starting condition of 85% B.
AN004604 | chromatography_metadata | FLOW_RATE | 0.4 mL/min
AN004604 | chromatography_metadata | COLUMN_TEMPERATURE | 37
AN004604 | missingness | n_missing | 69
AN004604 | missingness | n_value | 7801
AN004604 | missingness | perc_missing | 0.884501986924753
AN004604 | binomial_statistics | estimate | 0.806652806652807
AN004604 | binomial_statistics | statistic | 388
AN004604 | binomial_statistics | p.value | 3.64538733896e-44
AN004604 | binomial_statistics | parameter | 481
AN004604 | binomial_statistics | conf.low | 0.774617897032461
AN004604 | binomial_statistics | conf.high | 1
AN004604 | binomial_statistics | method | Exact binomial test
AN004604 | binomial_statistics | alternative | greater
AN004651 | measurement_metadata | INSTRUMENT_NAME | Thermo Q Exactive Plus Orbitrap
AN004651 | measurement_metadata | INSTRUMENT_TYPE | Orbitrap
AN004651 | measurement_metadata | MS_TYPE | ESI
AN004651 | measurement_metadata | ION_MODE | POSITIVE
AN004651 | measurement_metadata | MS_COMMENTS | Positive Ionization mode
AN004651 | measurement_metadata | CAPILLARY_TEMPERATURE | 300
AN004651 | measurement_metadata | ION_SOURCE_TEMPERATURE | 360
AN004651 | measurement_metadata | SPRAY_VOLTAGE | 3500
AN004651 | measurement_metadata | AUTOMATIC_GAIN_CONTROL | 3000000
AN004651 | chromatography_metadata | CHROMATOGRAPHY_SUMMARY | Lipidomics method
AN004651 | chromatography_metadata | CHROMATOGRAPHY_TYPE | Reversed phase
AN004651 | chromatography_metadata | INSTRUMENT_NAME | Thermo Vanquish
AN004651 | chromatography_metadata | COLUMN_NAME | Agilent InfinityLab Poroshell 120 EC-C18 (100 x 3mm,2.7um)
AN004651 | chromatography_metadata | SOLVENT_A | 90% water/10% methanol; 34.2 mM acetic acid; 1 mM ammonium acetate
AN004651 | chromatography_metadata | SOLVENT_B | 75% isopropanol/25% methanol; 34.2 mM acetic acid; 1 mM ammonium acetate
AN004651 | chromatography_metadata | FLOW_GRADIENT | 0 min, 25% B; 2 min, 25% B; 5.5 min, 65% B; 12.5 min, 100% B; 19.5 min, 100% B; 20.0 min, 25% B; 30 min, 25% B
AN004651 | chromatography_metadata | FLOW_RATE | 0.2mL/min
AN004651 | chromatography_metadata | COLUMN_TEMPERATURE | 55C
AN004651 | missingness | n_missing | 255
AN004651 | missingness | n_value | 16100
AN004651 | missingness | perc_missing | 1.58385093167702
AN004651 | binomial_statistics | estimate | 0.987277353689567
AN004651 | binomial_statistics | statistic | 388
AN004651 | binomial_statistics | p.value | 3.82387441441711e-108
AN004651 | binomial_statistics | parameter | 393
AN004651 | binomial_statistics | conf.low | 0.973436554786215
AN004651 | binomial_statistics | conf.high | 1
AN004651 | binomial_statistics | method | Exact binomial test
AN004651 | binomial_statistics | alternative | greater
AN004652 | measurement_metadata | INSTRUMENT_NAME | Thermo Q Exactive Plus Orbitrap
AN004652 | measurement_metadata | INSTRUMENT_TYPE | Orbitrap
AN004652 | measurement_metadata | MS_TYPE | ESI
AN004652 | measurement_metadata | ION_MODE | POSITIVE
AN004652 | measurement_metadata | MS_COMMENTS | Positive Ionization mode
AN004652 | measurement_metadata | CAPILLARY_TEMPERATURE | 300
AN004652 | measurement_metadata | ION_SOURCE_TEMPERATURE | 360
AN004652 | measurement_metadata | SPRAY_VOLTAGE | 2700
AN004652 | measurement_metadata | AUTOMATIC_GAIN_CONTROL | 3000000
AN004652 | chromatography_metadata | CHROMATOGRAPHY_SUMMARY | Lipidomics method
AN004652 | chromatography_metadata | CHROMATOGRAPHY_TYPE | Reversed phase
AN004652 | chromatography_metadata | INSTRUMENT_NAME | Thermo Vanquish
AN004652 | chromatography_metadata | COLUMN_NAME | Agilent InfinityLab Poroshell 120 EC-C18 (100 x 3mm,2.7um)
AN004652 | chromatography_metadata | SOLVENT_A | 90% water/10% methanol; 34.2 mM acetic acid; 1 mM ammonium acetate
AN004652 | chromatography_metadata | SOLVENT_B | 75% isopropanol/25% methanol; 34.2 mM acetic acid; 1 mM ammonium acetate
AN004652 | chromatography_metadata | FLOW_GRADIENT | 0 min, 25% B; 2 min, 25% B; 5.5 min, 65% B; 12.5 min, 100% B; 19.5 min, 100% B; 20.0 min, 25% B; 30 min, 25% B
AN004652 | chromatography_metadata | FLOW_RATE | 0.2mL/min
AN004652 | chromatography_metadata | COLUMN_TEMPERATURE | 55C
AN004652 | missingness | n_missing | 65
AN004652 | missingness | n_value | 6752
AN004652 | missingness | perc_missing | 0.962677725118483
AN004652 | binomial_statistics | estimate | 1
AN004652 | binomial_statistics | statistic | 143
AN004652 | binomial_statistics | p.value | 8.96831017167887e-44
AN004652 | binomial_statistics | parameter | 143
AN004652 | binomial_statistics | conf.low | 0.979268732935999
AN004652 | binomial_statistics | conf.high | 1
AN004652 | binomial_statistics | method | Exact binomial test
AN004652 | binomial_statistics | alternative | greater
AN004653 | measurement_metadata | INSTRUMENT_NAME | Thermo Q Exactive Plus Orbitrap
AN004653 | measurement_metadata | INSTRUMENT_TYPE | Orbitrap
AN004653 | measurement_metadata | MS_TYPE | ESI
AN004653 | measurement_metadata | ION_MODE | POSITIVE
AN004653 | measurement_metadata | MS_COMMENTS | Positive Ionization mode
AN004653 | measurement_metadata | CAPILLARY_TEMPERATURE | 300
AN004653 | measurement_metadata | ION_SOURCE_TEMPERATURE | 360
AN004653 | measurement_metadata | SPRAY_VOLTAGE | 2700
AN004653 | measurement_metadata | AUTOMATIC_GAIN_CONTROL | 3000000
AN004653 | chromatography_metadata | CHROMATOGRAPHY_SUMMARY | Lipidomics method
AN004653 | chromatography_metadata | CHROMATOGRAPHY_TYPE | Reversed phase
AN004653 | chromatography_metadata | INSTRUMENT_NAME | Thermo Vanquish
AN004653 | chromatography_metadata | COLUMN_NAME | Agilent InfinityLab Poroshell 120 EC-C18 (100 x 3mm,2.7um)
AN004653 | chromatography_metadata | SOLVENT_A | 90% water/10% methanol; 34.2 mM acetic acid; 1 mM ammonium acetate
AN004653 | chromatography_metadata | SOLVENT_B | 75% isopropanol/25% methanol; 34.2 mM acetic acid; 1 mM ammonium acetate
AN004653 | chromatography_metadata | FLOW_GRADIENT | 0 min, 25% B; 2 min, 25% B; 5.5 min, 65% B; 12.5 min, 100% B; 19.5 min, 100% B; 20.0 min, 25% B; 30 min, 25% B
AN004653 | chromatography_metadata | FLOW_RATE | 0.2mL/min
AN004653 | chromatography_metadata | COLUMN_TEMPERATURE | 55C
AN004653 | missingness | n_missing | 130
AN004653 | missingness | n_value | 25652
AN004653 | missingness | perc_missing | 0.506783096834555
AN004653 | binomial_statistics | estimate | 0.988235294117647
AN004653 | binomial_statistics | statistic | 336
AN004653 | binomial_statistics | p.value | 2.47164110076988e-94
AN004653 | binomial_statistics | parameter | 340
AN004653 | binomial_statistics | conf.low | 0.9732814136546
AN004653 | binomial_statistics | conf.high | 1
AN004653 | binomial_statistics | method | Exact binomial test
AN004653 | binomial_statistics | alternative | greater
AN004654 | measurement_metadata | INSTRUMENT_NAME | Thermo Q Exactive Orbitrap
AN004654 | measurement_metadata | INSTRUMENT_TYPE | Orbitrap
AN004654 | measurement_metadata | MS_TYPE | ESI
AN004654 | measurement_metadata | ION_MODE | POSITIVE
AN004654 | measurement_metadata | MS_COMMENTS | Metabolon (LC/MS Pos early). Mass spectrometry was performed using a Q-Exactive (Thermo Scientific, Waltham, MA) high resolution/accurate mass spectrometer interfaced with a heated electrospray ionization (HESI-II) source and Orbitrap mass analyzer operated at 35,000 mass resolution. The linearity of the instrument performance standards has been shown previously. Immediately prior to analysis, dried samples were reconstituted in solvents compatible with each of the four methods, as described below. Each reconstitution solvent contained several instrument performance standards at fixed concentrations to ensure injection and chromatographic consistency, and to aid peak alignment. The injection volume was 5 mL with a 2x loop overfill.
AN004654 | chromatography_metadata | CHROMATOGRAPHY_TYPE | Reversed phase
AN004654 | chromatography_metadata | INSTRUMENT_NAME | Waters Acquity
AN004654 | chromatography_metadata | COLUMN_NAME | Waters ACQUITY UPLC BEH C18 (100 x 2.1mm,1.7um)
AN004654 | chromatography_metadata | SOLVENT_A | 0.1% formic acid and 0.05% PFPA in water, pH ~2.5
AN004654 | chromatography_metadata | SOLVENT_B | 0.1% formic acid and 0.05% PFPA in methanol, pH ~2.5
AN004654 | chromatography_metadata | FLOW_GRADIENT | Linear gradient from 5% B to 80% B over 3.35 minutes.
AN004654 | chromatography_metadata | FLOW_RATE | 0.35 mL/min
AN004654 | chromatography_metadata | COLUMN_TEMPERATURE | 40-50
AN004654 | missingness | n_missing | 7963
AN004654 | missingness | n_value | 166460
AN004654 | missingness | perc_missing | 4.78373182746606
AN004654 | binomial_statistics | estimate | 0.797807586090289
AN004654 | binomial_statistics | statistic | 56622
AN004654 | binomial_statistics | p.value | 0
AN004654 | binomial_statistics | parameter | 70972
AN004654 | binomial_statistics | conf.low | 0.795311772320852
AN004654 | binomial_statistics | conf.high | 1
AN004654 | binomial_statistics | method | Exact binomial test
AN004654 | binomial_statistics | alternative | greater
AN004655 | measurement_metadata | INSTRUMENT_NAME | Thermo Q Exactive Orbitrap
AN004655 | measurement_metadata | INSTRUMENT_TYPE | Orbitrap
AN004655 | measurement_metadata | MS_TYPE | ESI
AN004655 | measurement_metadata | ION_MODE | POSITIVE
AN004655 | measurement_metadata | MS_COMMENTS | Metabolon (LC/MS Pos late). Mass spectrometry was performed using a Q-Exactive (Thermo Scientific, Waltham, MA) high resolution/accurate mass spectrometer interfaced with a heated electrospray ionization (HESI-II) source and Orbitrap mass analyzer operated at 35,000 mass resolution. The linearity of the instrument performance standards has been shown previously. Immediately prior to analysis, dried samples were reconstituted in solvents compatible with each of the four methods, as described below. Each reconstitution solvent contained several instrument performance standards at fixed concentrations to ensure injection and chromatographic consistency, and to aid peak alignment. The injection volume was 5 mL with a 2x loop overfill.
AN004655 | chromatography_metadata | CHROMATOGRAPHY_TYPE | Reversed phase
AN004655 | chromatography_metadata | INSTRUMENT_NAME | Waters Acquity
AN004655 | chromatography_metadata | COLUMN_NAME | Waters ACQUITY UPLC BEH C18 (100 x 2.1mm,1.7um)
AN004655 | chromatography_metadata | SOLVENT_A | 0.1% formic acid and 0.05% PFPA in water, pH ~2.5
AN004655 | chromatography_metadata | SOLVENT_B | 0.1% formic acid and 0.05% PFPA in 50% methanol / 50% acetonitrile, pH ~2.5
AN004655 | chromatography_metadata | FLOW_GRADIENT | Linear gradient from 40% B to 99.5% B over 1.0 minute, hold 99.5% B for 2.4 minutes.
AN004655 | chromatography_metadata | FLOW_RATE | 0.60 mL/min
AN004655 | chromatography_metadata | COLUMN_TEMPERATURE | 40-50
AN004655 | missingness | n_missing | 5884
AN004655 | missingness | n_value | 113680
AN004655 | missingness | perc_missing | 5.17593244194229
AN004655 | binomial_statistics | estimate | 0.864250037090154
AN004655 | binomial_statistics | statistic | 34952
AN004655 | binomial_statistics | p.value | 0
AN004655 | binomial_statistics | parameter | 40442
AN004655 | binomial_statistics | conf.low | 0.861416779325988
AN004655 | binomial_statistics | conf.high | 1
AN004655 | binomial_statistics | method | Exact binomial test
AN004655 | binomial_statistics | alternative | greater
AN004656 | measurement_metadata | INSTRUMENT_NAME | Thermo Q Exactive Orbitrap
AN004656 | measurement_metadata | INSTRUMENT_TYPE | Orbitrap
AN004656 | measurement_metadata | MS_TYPE | ESI
AN004656 | measurement_metadata | ION_MODE | NEGATIVE
AN004656 | measurement_metadata | MS_COMMENTS | Metabolon (LC/MS Neg). Mass spectrometry was performed using a Q-Exactive (Thermo Scientific, Waltham, MA) high resolution/accurate mass spectrometer interfaced with a heated electrospray ionization (HESI-II) source and Orbitrap mass analyzer operated at 35,000 mass resolution. The linearity of the instrument performance standards has been shown previously. Immediately prior to analysis, dried samples were reconstituted in solvents compatible with each of the four methods, as described below. Each reconstitution solvent contained several instrument performance standards at fixed concentrations to ensure injection and chromatographic consistency, and to aid peak alignment. The injection volume was 5 mL with a 2x loop overfill.
AN004656 | chromatography_metadata | CHROMATOGRAPHY_TYPE | Reversed phase
AN004656 | chromatography_metadata | INSTRUMENT_NAME | Waters Acquity
AN004656 | chromatography_metadata | COLUMN_NAME | Waters ACQUITY UPLC BEH C18 (100 x 2.1mm,1.7um)
AN004656 | chromatography_metadata | SOLVENT_A | 6.5 mM ammonium bicarbonate in water, pH 8
AN004656 | chromatography_metadata | SOLVENT_B | 6.5 mM ammonium bicarbonate in 95% methanol / 5% water
AN004656 | chromatography_metadata | FLOW_GRADIENT | Linear gradient from 0.5 to 70% B over 4.0 minutes, then rapid gradient to 99% B in 0.5 minutes.
AN004656 | chromatography_metadata | FLOW_RATE | 0.35 mL/min
AN004656 | chromatography_metadata | COLUMN_TEMPERATURE | 40-50
AN004656 | missingness | n_missing | 37119
AN004656 | missingness | n_value | 342200
AN004656 | missingness | perc_missing | 10.8471654003507
AN004656 | binomial_statistics | estimate | 0.677112633609258
AN004656 | binomial_statistics | statistic | 134805
AN004656 | binomial_statistics | p.value | 0
AN004656 | binomial_statistics | parameter | 199088
AN004656 | binomial_statistics | conf.low | 0.675384528813991
AN004656 | binomial_statistics | conf.high | 1
AN004656 | binomial_statistics | method | Exact binomial test
AN004656 | binomial_statistics | alternative | greater
AN004657 | measurement_metadata | INSTRUMENT_NAME | Thermo Q Exactive Orbitrap
AN004657 | measurement_metadata | INSTRUMENT_TYPE | Orbitrap
AN004657 | measurement_metadata | MS_TYPE | ESI
AN004657 | measurement_metadata | ION_MODE | NEGATIVE
AN004657 | measurement_metadata | MS_COMMENTS | Metabolon (LC/MS Polar). Mass spectrometry was performed using a Q-Exactive (Thermo Scientific, Waltham, MA) high resolution/accurate mass spectrometer interfaced with a heated electrospray ionization (HESI-II) source and Orbitrap mass analyzer operated at 35,000 mass resolution. The linearity of the instrument performance standards has been shown previously. Immediately prior to analysis, dried samples were reconstituted in solvents compatible with each of the four methods, as described below. Each reconstitution solvent contained several instrument performance standards at fixed concentrations to ensure injection and chromatographic consistency, and to aid peak alignment. The injection volume was 5 mL with a 2x loop overfill.
AN004657 | chromatography_metadata | CHROMATOGRAPHY_TYPE | HILIC
AN004657 | chromatography_metadata | INSTRUMENT_NAME | Waters Acquity
AN004657 | chromatography_metadata | COLUMN_NAME | Waters ACQUITY UPLC BEH Amide (150 x 2.1mm,1.7um)
AN004657 | chromatography_metadata | SOLVENT_A | 10 mM ammonium formate in 15% water / 5% methanol / 80% acetonitrile (effective pH 10.16 with NH4OH)
AN004657 | chromatography_metadata | SOLVENT_B | 10 mM ammonium formate in 50% water / 50% acetonitrile (effective pH 10.60 with NH4OH)
AN004657 | chromatography_metadata | FLOW_GRADIENT | Linear gradient from 5% B to 50% B in 3.5 minutes, then linear gradient from 50% B to 95% B in 2 minutes.
AN004657 | chromatography_metadata | FLOW_RATE | 0.50 mL/min
AN004657 | chromatography_metadata | COLUMN_TEMPERATURE | 40-50
AN004657 | missingness | n_missing | 3687
AN004657 | missingness | n_value | 59160
AN004657 | missingness | perc_missing | 6.23225152129817
AN004657 | binomial_statistics | estimate | 0.733048567200323
AN004657 | binomial_statistics | statistic | 21795
AN004657 | binomial_statistics | p.value | 0
AN004657 | binomial_statistics | parameter | 29732
AN004657 | binomial_statistics | conf.low | 0.728795171275524
AN004657 | binomial_statistics | conf.high | 1
AN004657 | binomial_statistics | method | Exact binomial test
AN004657 | binomial_statistics | alternative | greater
AN004678 | measurement_metadata | INSTRUMENT_NAME | Agilent 5977B
AN004678 | measurement_metadata | INSTRUMENT_TYPE | GC-TOF
AN004678 | measurement_metadata | MS_TYPE | EI
AN004678 | measurement_metadata | ION_MODE | POSITIVE
AN004678 | measurement_metadata | MS_COMMENTS | Data was analyzed using Agilent MassHunter software. Stable isotope tracing data was corrected for natural abundance of heavy isotopes with FluxFix software using a reference set of unlabeled metabolite standards2.
AN004678 | chromatography_metadata | CHROMATOGRAPHY_TYPE | GC
AN004678 | chromatography_metadata | INSTRUMENT_NAME | Agilent 7890A
AN004678 | chromatography_metadata | COLUMN_NAME | Agilent DB5-MS (30m x 0.25mm, 0.25um)
AN004678 | chromatography_metadata | SOLVENT_A | N/A (GC-MS)
AN004678 | chromatography_metadata | SOLVENT_B | N/A (GC-MS)
AN004678 | chromatography_metadata | FLOW_GRADIENT | N/A (GC-MS)
AN004678 | chromatography_metadata | FLOW_RATE | 1 ml/min
AN004678 | chromatography_metadata | COLUMN_TEMPERATURE | 23
AN004678 | missingness | n_missing | 10
AN004678 | missingness | n_value | 1992
AN004678 | missingness | perc_missing | 0.502008032128514
AN004678 | binomial_statistics | estimate | 1
AN004678 | binomial_statistics | statistic | 26
AN004678 | binomial_statistics | p.value | 1.49011611938477e-08
AN004678 | binomial_statistics | parameter | 26
AN004678 | binomial_statistics | conf.low | 0.891169644239215
AN004678 | binomial_statistics | conf.high | 1
AN004678 | binomial_statistics | method | Exact binomial test
AN004678 | binomial_statistics | alternative | greater
AN004680 | measurement_metadata | INSTRUMENT_NAME | Thermo Orbitrap Exploris 120
AN004680 | measurement_metadata | INSTRUMENT_TYPE | Orbitrap
AN004680 | measurement_metadata | MS_TYPE | ESI
AN004680 | measurement_metadata | MS_COMMENTS | Software for Feature Assignments - El-Maven
AN004680 | measurement_metadata | ION_MODE | NEGATIVE
AN004680 | chromatography_metadata | CHROMATOGRAPHY_SUMMARY | Metabolomics Negative Mode
AN004680 | chromatography_metadata | INSTRUMENT_NAME | Thermo Vanquish
AN004680 | chromatography_metadata | COLUMN_NAME | Phenomenex Kinetex C18 (150 x 2.1mm,1.7um)
AN004680 | chromatography_metadata | COLUMN_TEMPERATURE | 45
AN004680 | chromatography_metadata | FLOW_GRADIENT | 0 min - 0.45 ml/min - 0% B, 0.5 min - 0.45ml/min - 0% B, 1.1 min - 0.45ml/min - 100% B, 2.75 min - 0.45ml/min - 100% B, 3 min - 0.45ml/min - 0% B, 5min - 0.45ml/min - 0%B
AN004680 | chromatography_metadata | FLOW_RATE | 0.45 ml/min
AN004680 | chromatography_metadata | SOLVENT_A | 5% ACN 95% Water 1mM Ammonium Acetate
AN004680 | chromatography_metadata | SOLVENT_B | 95% ACN 5% Water 1mM Ammonium Acetate
AN004680 | chromatography_metadata | CHROMATOGRAPHY_TYPE | Reversed phase
AN004680 | missingness | n_missing | 332
AN004680 | missingness | n_value | 5890
AN004680 | missingness | perc_missing | 5.63667232597623
AN004680 | binomial_statistics | estimate | 0.977435897435897
AN004680 | binomial_statistics | statistic | 953
AN004680 | binomial_statistics | p.value | 1.28691919441104e-249
AN004680 | binomial_statistics | parameter | 975
AN004680 | binomial_statistics | conf.low | 0.96793556512619
AN004680 | binomial_statistics | conf.high | 1
AN004680 | binomial_statistics | method | Exact binomial test
AN004680 | binomial_statistics | alternative | greater
AN004685 | measurement_metadata | INSTRUMENT_NAME | Thermo Orbitrap Exploris 120
AN004685 | measurement_metadata | INSTRUMENT_TYPE | Orbitrap
AN004685 | measurement_metadata | MS_TYPE | ESI
AN004685 | measurement_metadata | ION_MODE | NEGATIVE
AN004685 | measurement_metadata | MS_COMMENTS | Software for Feature Assignments - El-Maven
AN004685 | chromatography_metadata | CHROMATOGRAPHY_SUMMARY | Metabolomics Negative
AN004685 | chromatography_metadata | CHROMATOGRAPHY_TYPE | Reversed phase
AN004685 | chromatography_metadata | INSTRUMENT_NAME | Thermo Vanquish
AN004685 | chromatography_metadata | COLUMN_NAME | Phenomenex Kinetex C18 (150 x 2.1mm,1.7um)
AN004685 | chromatography_metadata | SOLVENT_A | 5% ACN 95% Water 1mM Ammonium Acetate
AN004685 | chromatography_metadata | SOLVENT_B | 95% ACN 5% Water 1mM Ammonium Acetate
AN004685 | chromatography_metadata | FLOW_GRADIENT | 0 min - 0.45 ml/min - 0% B, 0.5 min - 0.45ml/min - 0% B, 1.1 min - 0.45ml/min - 100% B, 2.75 min - 0.45ml/min - 100% B, 3 min - 0.45ml/min - 0% B, 5min - 0.45ml/min - 0%B
AN004685 | chromatography_metadata | FLOW_RATE | 0.45 ml/min
AN004685 | chromatography_metadata | COLUMN_TEMPERATURE | 45
AN004685 | missingness | n_missing | 416
AN004685 | missingness | n_value | 9964
AN004685 | missingness | perc_missing | 4.1750301083902
AN004685 | binomial_statistics | estimate | 0.961068702290076
AN004685 | binomial_statistics | statistic | 1259
AN004685 | binomial_statistics | p.value | 1.07298917668456e-302
AN004685 | binomial_statistics | parameter | 1310
AN004685 | binomial_statistics | conf.low | 0.951091179011452
AN004685 | binomial_statistics | conf.high | 1
AN004685 | binomial_statistics | method | Exact binomial test
AN004685 | binomial_statistics | alternative | greater
AN004686 | measurement_metadata | INSTRUMENT_NAME | Thermo Q Exactive Orbitrap
AN004686 | measurement_metadata | INSTRUMENT_TYPE | Orbitrap
AN004686 | measurement_metadata | MS_TYPE | ESI
AN004686 | measurement_metadata | ION_MODE | POSITIVE
AN004686 | measurement_metadata | MS_COMMENTS | Software for Feature Assignments - LipidSearch
AN004686 | chromatography_metadata | CHROMATOGRAPHY_SUMMARY | Lipidomics Positive
AN004686 | chromatography_metadata | CHROMATOGRAPHY_TYPE | Reversed phase
AN004686 | chromatography_metadata | INSTRUMENT_NAME | Thermo Vanquish
AN004686 | chromatography_metadata | COLUMN_NAME | Phenomenex Kinetex C18 (30 x 2.1mm, 1.7um)
AN004686 | chromatography_metadata | SOLVENT_A | 75:25 H2O:ACN 5mM NH4OAc
AN004686 | chromatography_metadata | SOLVENT_B | 90:10 iPrOH:ACN 5mM NH4OAc
AN004686 | chromatography_metadata | FLOW_GRADIENT | 0 min - 0.3ml/min - 30%B, 3 min - 0.3ml/min - 100%B, 4.2min - 0.3ml/min - 100%B, 4.3min - 0.4ml/min - 30%B, 4.9min - 0/4ml/min - 30%B, 5 min - 0.3ml/min 30%B
AN004686 | chromatography_metadata | FLOW_RATE | 0.3-0.4ml/min
AN004686 | chromatography_metadata | COLUMN_TEMPERATURE | 50
AN004686 | missingness | n_missing | 219
AN004686 | missingness | n_value | 23406
AN004686 | missingness | perc_missing | 0.935657523711869
AN004686 | binomial_statistics | estimate | 0.739130434782609
AN004686 | binomial_statistics | statistic | 1037
AN004686 | binomial_statistics | p.value | 8.97920734788395e-75
AN004686 | binomial_statistics | parameter | 1403
AN004686 | binomial_statistics | conf.low | 0.719129956503117
AN004686 | binomial_statistics | conf.high | 1
AN004686 | binomial_statistics | method | Exact binomial test
AN004686 | binomial_statistics | alternative | greater
AN004690 | measurement_metadata | INSTRUMENT_NAME | Agilent 5977B
AN004690 | measurement_metadata | INSTRUMENT_TYPE | GC-TOF
AN004690 | measurement_metadata | MS_TYPE | EI
AN004690 | measurement_metadata | ION_MODE | POSITIVE
AN004690 | measurement_metadata | MS_COMMENTS | Data was analyzed using Agilent MassHunter software. Stable isotope tracing data was corrected for natural abundance of heavy isotopes with FluxFix software using a reference set of unlabeled metabolite standards2.
AN004690 | chromatography_metadata | CHROMATOGRAPHY_TYPE | GC
AN004690 | chromatography_metadata | INSTRUMENT_NAME | Agilent 7890A
AN004690 | chromatography_metadata | COLUMN_NAME | Agilent DB5-MS (30m x 0.25mm, 0.25um)
AN004690 | chromatography_metadata | SOLVENT_A | N/A (GC-MS)
AN004690 | chromatography_metadata | SOLVENT_B | N/A (GC-MS)
AN004690 | chromatography_metadata | FLOW_GRADIENT | N/A (GC-MS)
AN004690 | chromatography_metadata | FLOW_RATE | 1 ml/min
AN004690 | chromatography_metadata | COLUMN_TEMPERATURE | 320
AN004690 | missingness | n_missing | 31
AN004690 | missingness | n_value | 1812
AN004690 | missingness | perc_missing | 1.71081677704194
AN004690 | binomial_statistics | estimate | 1
AN004690 | binomial_statistics | statistic | 65
AN004690 | binomial_statistics | p.value | 2.71050543121377e-20
AN004690 | binomial_statistics | parameter | 65
AN004690 | binomial_statistics | conf.low | 0.954957741876986
AN004690 | binomial_statistics | conf.high | 1
AN004690 | binomial_statistics | method | Exact binomial test
AN004690 | binomial_statistics | alternative | greater
AN004691 | measurement_metadata | INSTRUMENT_NAME | Agilent 6495 QQQ
AN004691 | measurement_metadata | INSTRUMENT_TYPE | Triple quadrupole
AN004691 | measurement_metadata | MS_TYPE | ESI
AN004691 | measurement_metadata | MS_COMMENTS | Agilent MassHunter Workstation Data Acquisition Agilent MassHunter
AN004691 | measurement_metadata | ION_MODE | POSITIVE
AN004691 | chromatography_metadata | CHROMATOGRAPHY_SUMMARY | In this study, a newly developed precision-targeted metabolomics method with a UPLC-TQ/MS system (Agilent 1290 Infnity, Agilent Technologies, USA; Agilent 6495 QQQ, Agilent Technologies, USA) in a DMRM scan-mode was applied to analyze the metabolome of interest from trial samples (serum, liver tissues and stool). Briefly, the method was performed with an ACQUITY UPLC HSS T3 column (2.1 mm i.d. × 100 mm, 1.8 μm; Waters); mobile phase A and B were water and acetonitrile with 0.1% formic acid (v/v) respectively. The flow rate was at 0.3 mL/min and the column temperature was maintained at 40 ℃. The samples were placed in an auto-sampler maintained at 4 °C with a 5 μL injection volume. The optimized gradient-elution program, as follows: 0-2 min, 98% A; 2-10 min, 98-65% A; 10-12 min, 65-20% A; 12-14 min, 20-2% A; 14-30 min, 2% A.
AN004691 | chromatography_metadata | METHODS_FILENAME | Chromatography.pdf
AN004691 | chromatography_metadata | INSTRUMENT_NAME | Agilent 1290 Infinity
AN004691 | chromatography_metadata | COLUMN_NAME | Waters ACQUITY UPLC HSS T3 (100 x 2.1mm,1.8um)
AN004691 | chromatography_metadata | COLUMN_TEMPERATURE | 40 ℃
AN004691 | chromatography_metadata | FLOW_GRADIENT | 0-2 minutes, 98% A 2-10 minutes, 98%-65% A 10-12 minutes, 65%-20% A 12-14 minutes, 20%-2% A 14-30 minutes, 2% A.
AN004691 | chromatography_metadata | FLOW_RATE | 0.3 ml/min
AN004691 | chromatography_metadata | SOLVENT_A | 100% water + 0.1% formic acid
AN004691 | chromatography_metadata | SOLVENT_B | 100% acetonitrile + 0.1% formic acid
AN004691 | chromatography_metadata | CHROMATOGRAPHY_TYPE | Reversed phase
AN004691 | missingness | n_missing | 25
AN004691 | missingness | n_value | 23460
AN004691 | missingness | perc_missing | 0.106564364876385
AN004691 | binomial_statistics | estimate | 0.804047838086477
AN004691 | binomial_statistics | statistic | 874
AN004691 | binomial_statistics | p.value | 8.72674384348424e-96
AN004691 | binomial_statistics | parameter | 1087
AN004691 | binomial_statistics | conf.low | 0.783182597855179
AN004691 | binomial_statistics | conf.high | 1
AN004691 | binomial_statistics | method | Exact binomial test
AN004691 | binomial_statistics | alternative | greater
AN004702 | measurement_metadata | INSTRUMENT_NAME | Agilent 6490 QQQ
AN004702 | measurement_metadata | INSTRUMENT_TYPE | Triple quadrupole
AN004702 | measurement_metadata | MS_TYPE | ESI
AN004702 | measurement_metadata | ION_MODE | POSITIVE
AN004702 | measurement_metadata | MS_COMMENTS | LC-MS/MS
AN004702 | chromatography_metadata | CHROMATOGRAPHY_SUMMARY | LC-MS/MS platform (Agilent 1290 UPLC-6490 QQQ-MS)
AN004702 | chromatography_metadata | CHROMATOGRAPHY_TYPE | HILIC
AN004702 | chromatography_metadata | INSTRUMENT_NAME | Agilent 1290
AN004702 | chromatography_metadata | COLUMN_NAME | Waters XBridge BEH Amide (150 x 2.1 mm, 2.5um)
AN004702 | chromatography_metadata | SOLVENT_A | 10 mM ammonium acetate, 10 mM ammonium hydroxide in 95% H2O/5% acetonitrile
AN004702 | chromatography_metadata | SOLVENT_B | 10 mM ammonium acetate, 10 mM ammonium hydroxide in 95% acetonitrile/5% H2O
AN004702 | chromatography_metadata | FLOW_GRADIENT | After the initial 1-min isocratic elution of 90% B, the percentage of Solvent B was gradually decreased to 40% at t = 11 min. The composition of Solvent B was maintained at 40% for 4 min (t=15 min), and then the percentage of B gradually went back to 90%, to prepare for the next injection.
AN004702 | chromatography_metadata | FLOW_RATE | 0.3 mL/min
AN004702 | chromatography_metadata | COLUMN_TEMPERATURE | 40
AN004702 | missingness | n_missing | 91
AN004702 | missingness | n_value | 4250
AN004702 | missingness | perc_missing | 2.14117647058824
AN004702 | binomial_statistics | estimate | 0.724528301886792
AN004702 | binomial_statistics | statistic | 192
AN004702 | binomial_statistics | p.value | 8.18395231709903e-14
AN004702 | binomial_statistics | parameter | 265
AN004702 | binomial_statistics | conf.low | 0.675753999257556
AN004702 | binomial_statistics | conf.high | 1
AN004702 | binomial_statistics | method | Exact binomial test
AN004702 | binomial_statistics | alternative | greater
AN004703 | measurement_metadata | INSTRUMENT_NAME | Agilent 6490 QQQ
AN004703 | measurement_metadata | INSTRUMENT_TYPE | Triple quadrupole
AN004703 | measurement_metadata | MS_TYPE | ESI
AN004703 | measurement_metadata | ION_MODE | NEGATIVE
AN004703 | measurement_metadata | MS_COMMENTS | LC-MS/MS
AN004703 | chromatography_metadata | CHROMATOGRAPHY_SUMMARY | LC-MS/MS platform (Agilent 1290 UPLC-6490 QQQ-MS)
AN004703 | chromatography_metadata | CHROMATOGRAPHY_TYPE | HILIC
AN004703 | chromatography_metadata | INSTRUMENT_NAME | Agilent 1290
AN004703 | chromatography_metadata | COLUMN_NAME | Waters XBridge BEH Amide (150 x 2.1 mm, 2.5um)
AN004703 | chromatography_metadata | SOLVENT_A | 10 mM ammonium acetate, 10 mM ammonium hydroxide in 95% H2O/5% acetonitrile
AN004703 | chromatography_metadata | SOLVENT_B | 10 mM ammonium acetate, 10 mM ammonium hydroxide in 95% acetonitrile/5% H2O
AN004703 | chromatography_metadata | FLOW_GRADIENT | After the initial 1-min isocratic elution of 90% B, the percentage of Solvent B was gradually decreased to 40% at t = 11 min. The composition of Solvent B was maintained at 40% for 4 min (t=15 min), and then the percentage of B gradually went back to 90%, to prepare for the next injection.
AN004703 | chromatography_metadata | FLOW_RATE | 0.3 mL/min
AN004703 | chromatography_metadata | COLUMN_TEMPERATURE | 40
AN004703 | missingness | n_missing | 96
AN004703 | missingness | n_value | 3175
AN004703 | missingness | perc_missing | 3.02362204724409
AN004703 | binomial_statistics | estimate | 0.880239520958084
AN004703 | binomial_statistics | statistic | 147
AN004703 | binomial_statistics | p.value | 2.20859600351957e-25
AN004703 | binomial_statistics | parameter | 167
AN004703 | binomial_statistics | conf.low | 0.83074789950244
AN004703 | binomial_statistics | conf.high | 1
AN004703 | binomial_statistics | method | Exact binomial test
AN004703 | binomial_statistics | alternative | greater
AN004716 | measurement_metadata | INSTRUMENT_NAME | Thermo Q Exactive Orbitrap
AN004716 | measurement_metadata | INSTRUMENT_TYPE | Orbitrap
AN004716 | measurement_metadata | MS_TYPE | ESI
AN004716 | measurement_metadata | ION_MODE | NEGATIVE
AN004716 | measurement_metadata | MS_COMMENTS | The UHPLC was coupled to a Q-Exactive (Thermo Scientific) mass analyzer running in polarity switching mode with spray-voltage=3.2kV, sheath-gas=40, aux-gas=15, sweep-gas=1, aux-gas-temp=350°C, and capillary-temp=275°C. For both polarities mass scan settings were kept at full-scan-range = (70-1000), ms1-resolution=70,000, max-injection-time=250ms, and AGC-target=1E6. MS2 data was also collected from the top three most abundant singly-charged ions in each scan with normalized-collision-energy=35. Each of the resulting “.RAW” files was then centroided and converted into two “.mzXML” files (one for positive scans and one for negative scans) using msconvert from ProteoWizard. These “.mzXML” files were imported into the MZmine 2 software package. Ion chromatograms were generated from MS1 spectra via the built-in Automated Data Analysis Pipeline (ADAP) chromatogram module and peaks were detected via the ADAP wavelets algorithm. Peaks were aligned across all samples via the Random sample consensus aligner module, gap-filled, and assigned identities using an exact mass MS1(+/-15ppm) and retention time RT (+/-0.5min) search of our in-house MS1-RT database. Peak boundaries and identifications were then further refined by manual curation. Peaks were quantified by area under the curve integration and exported as CSV files. If stable isotope tracing was used in the experiment, the peak areas were additionally processed via the R package AccuCor 2 to correct for natural isotope abundance. Peak areas for each sample were normalized by the measured area of the internal standard trifluoromethanesulfonate (present in the extraction buffer) and by the number of cells present in the extracted well.
AN004716 | chromatography_metadata | CHROMATOGRAPHY_SUMMARY | Dried metabolites were reconstituted in 100 µL of a 50% acetonitrile (ACN) 50% dH20 solution. Samples were vortexed and spun down for 10 min at 17,000g. 70 µL of the supernatant was then transferred to HPLC glass vials. 10 µL of these metabolite solutions were injected per analysis. Samples were run on a Vanquish (Thermo Scientific) UHPLC system with mobile phase A (20mM ammonium carbonate, pH 9.7) and mobile phase B (100% ACN) at a flow rate of 150 µL/min on a SeQuant ZIC-pHILIC Polymeric column (2.1 × 150 mm 5 μm, EMD Millipore) at 35°C. Separation was achieved with a linear gradient from 20% A to 80% A in 20 min followed by a linear gradient from 80% A to 20% A from 20 min to 20.5 min. 20% A was then held from 20.5 min to 28 min.
AN004716 | chromatography_metadata | CHROMATOGRAPHY_TYPE | HILIC
AN004716 | chromatography_metadata | INSTRUMENT_NAME | Thermo Vanquish
AN004716 | chromatography_metadata | COLUMN_NAME | SeQuant ZIC-HILIC (150 x 2.1mm,5um)
AN004716 | chromatography_metadata | SOLVENT_A | 100% water; 20 mM ammonium carbonate, pH 9.7
AN004716 | chromatography_metadata | SOLVENT_B | 100% acetonitrile
AN004716 | chromatography_metadata | FLOW_GRADIENT | Separation was achieved with a linear gradient from 20% A to 80% A in 20 min followed by a linear gradient from 80% A to 20% A from 20 min to 20.5 min. 20% A was then held from 20.5 min to 28 min.
AN004716 | chromatography_metadata | FLOW_RATE | 150 µL/min
AN004716 | chromatography_metadata | COLUMN_TEMPERATURE | 35°C
AN004716 | missingness | n_missing | 2768
AN004716 | missingness | n_value | 15397
AN004716 | missingness | perc_missing | 17.9775280898876
AN004716 | binomial_statistics | estimate | 0.638569604086845
AN004716 | binomial_statistics | statistic | 3500
AN004716 | binomial_statistics | p.value | 6.17274753405635e-95
AN004716 | binomial_statistics | parameter | 5481
AN004716 | binomial_statistics | conf.low | 0.62775186364115
AN004716 | binomial_statistics | conf.high | 1
AN004716 | binomial_statistics | method | Exact binomial test
AN004716 | binomial_statistics | alternative | greater
AN004719 | measurement_metadata | INSTRUMENT_NAME | Thermo Q Exactive Plus Orbitrap
AN004719 | measurement_metadata | INSTRUMENT_TYPE | Orbitrap
AN004719 | measurement_metadata | MS_TYPE | ESI
AN004719 | measurement_metadata | ION_MODE | POSITIVE
AN004719 | measurement_metadata | MS_COMMENTS | MS raw files were analysed with the software LipidSearch (version 4.2.27, Thermo Fisher) using the following parameters: retention time interval 0.01 min, m-score threshold 5, precursor tolerance 5 ppm, product tolerance 8 ppm, ID quality filter A (fatty acid chain and class identified completely) and B (class and some fatty acid chains identified). The resulting text files were processed with an in-house KNIME workflow and filtered for ppm error, peak quality and area score. The area of identical lipids with different ion adducts was summed up. The resulting excel file was processed in R (v 4.0.2) with manual inspection of raw areas (Figure S1). Lipids in the blanks or blank extracts were excluded from the data, if not at least 5-fold lower in intensity in blank controls. Lipid areas were normalized to the respective lipids in the EquiSplash standard, and median normalization was applied (Figure S2). Lipids present in less than 20% of samples were excluded from subsequent analysis of lipid species. For principal component analyses (PCA), lipid species identified in at least 50% of samples were considered, and the three independent replicates were batch-adjusted using the ComBat algorithm. Lipids were annotated on the molecular species level in accordance with the proposed nomenclature by the LIPID MAPS consortium since no information on the sn-position of acyl/alkyl constituents was available
AN004719 | chromatography_metadata | CHROMATOGRAPHY_TYPE | Reversed phase
AN004719 | chromatography_metadata | INSTRUMENT_NAME | Thermo Vanquish
AN004719 | chromatography_metadata | COLUMN_NAME | Thermo Accucore C30 (150 x 2.1mm,2.6um)
AN004719 | chromatography_metadata | SOLVENT_A | 60% acetonitrile/40% water;10 mM ammonium formate; 0.1 % formic acid
AN004719 | chromatography_metadata | SOLVENT_B | 90% isopropanol/10% acetonitrile; 10 mM ammonium formate; 0.1 % formic acid
AN004719 | chromatography_metadata | FLOW_GRADIENT | 30% - 99% B 30min
AN004719 | chromatography_metadata | FLOW_RATE | 350µl/min
AN004719 | chromatography_metadata | COLUMN_TEMPERATURE | 50°C
AN004719 | missingness | n_missing | 6184
AN004719 | missingness | n_value | 25164
AN004719 | missingness | perc_missing | 24.5747893816563
AN004719 | binomial_statistics | estimate | 0.578195867629766
AN004719 | binomial_statistics | statistic | 6884
AN004719 | binomial_statistics | p.value | 8.75256499884e-66
AN004719 | binomial_statistics | parameter | 11906
AN004719 | binomial_statistics | conf.low | 0.570695787327082
AN004719 | binomial_statistics | conf.high | 1
AN004719 | binomial_statistics | method | Exact binomial test
AN004719 | binomial_statistics | alternative | greater
AN004720 | measurement_metadata | INSTRUMENT_NAME | Thermo Q Exactive Plus Orbitrap
AN004720 | measurement_metadata | INSTRUMENT_TYPE | Orbitrap
AN004720 | measurement_metadata | MS_TYPE | ESI
AN004720 | measurement_metadata | ION_MODE | NEGATIVE
AN004720 | measurement_metadata | MS_COMMENTS | MS raw files were analysed with the software LipidSearch (version 4.2.27, Thermo Fisher) using the following parameters: retention time interval 0.01 min, m-score threshold 5, precursor tolerance 5 ppm, product tolerance 8 ppm, ID quality filter A (fatty acid chain and class identified completely) and B (class and some fatty acid chains identified). The resulting text files were processed with an in-house KNIME workflow and filtered for ppm error, peak quality and area score. The area of identical lipids with different ion adducts was summed up. The resulting excel file was processed in R (v 4.0.2) with manual inspection of raw areas (Figure S1). Lipids in the blanks or blank extracts were excluded from the data, if not at least 5-fold lower in intensity in blank controls. Lipid areas were normalized to the respective lipids in the EquiSplash standard, and median normalization was applied (Figure S2). Lipids present in less than 20% of samples were excluded from subsequent analysis of lipid species. For principal component analyses (PCA), lipid species identified in at least 50% of samples were considered, and the three independent replicates were batch-adjusted using the ComBat algorithm. Lipids were annotated on the molecular species level in accordance with the proposed nomenclature by the LIPID MAPS consortium since no information on the sn-position of acyl/alkyl constituents was available
AN004720 | chromatography_metadata | CHROMATOGRAPHY_TYPE | Reversed phase
AN004720 | chromatography_metadata | INSTRUMENT_NAME | Thermo Vanquish
AN004720 | chromatography_metadata | COLUMN_NAME | Thermo Accucore C30 (150 x 2.1mm,2.6um)
AN004720 | chromatography_metadata | SOLVENT_A | 60% acetonitrile/40% water;10 mM ammonium formate; 0.1 % formic acid
AN004720 | chromatography_metadata | SOLVENT_B | 90% isopropanol/10% acetonitrile; 10 mM ammonium formate; 0.1 % formic acid
AN004720 | chromatography_metadata | FLOW_GRADIENT | 30% - 99% B 30min
AN004720 | chromatography_metadata | FLOW_RATE | 350µl/min
AN004720 | chromatography_metadata | COLUMN_TEMPERATURE | 50°C
AN004720 | missingness | n_missing | 1272
AN004720 | missingness | n_value | 9216
AN004720 | missingness | perc_missing | 13.8020833333333
AN004720 | binomial_statistics | estimate | 0.65183752417795
AN004720 | binomial_statistics | statistic | 2022
AN004720 | binomial_statistics | p.value | 2.50279084784701e-65
AN004720 | binomial_statistics | parameter | 3102
AN004720 | binomial_statistics | conf.low | 0.637505208713057
AN004720 | binomial_statistics | conf.high | 1
AN004720 | binomial_statistics | method | Exact binomial test
AN004720 | binomial_statistics | alternative | greater
AN004739 | measurement_metadata | INSTRUMENT_NAME | Thermo Q Exactive Plus Orbitrap
AN004739 | measurement_metadata | INSTRUMENT_TYPE | Orbitrap
AN004739 | measurement_metadata | MS_TYPE | ESI
AN004739 | measurement_metadata | ION_MODE | POSITIVE
AN004739 | measurement_metadata | MS_COMMENTS | Features were extracted and assigned using two pieces of software: Progenesis QI v.1.0, Waters Nonlinear Dynamics (Milford, MA) and TraceFinder v.3.3, Thermo Scientific (Waltham, MA).
AN004739 | measurement_metadata | MS_RESULTS_FILE | ST002887_AN004739_Results.txt UNITS:Abundance Has m/z:Yes Has RT:Yes RT units:Minutes
AN004739 | chromatography_metadata | CHROMATOGRAPHY_TYPE | HILIC
AN004739 | chromatography_metadata | INSTRUMENT_NAME | Shimadzu Nexera X2
AN004739 | chromatography_metadata | COLUMN_NAME | Waters Atlantis HILIC (150 x 2 mm, 3 μm)
AN004739 | chromatography_metadata | SOLVENT_A | 100% water; 10 mM ammonium formate; 0.1% formic acid
AN004739 | chromatography_metadata | SOLVENT_B | 100% acetonitrile; 0.1% formic acid
AN004739 | chromatography_metadata | FLOW_GRADIENT | Isocratically with 5% mobile phase A for 1 minute followed by a linear gradient to 40% mobile phase B over 10 minutes
AN004739 | chromatography_metadata | FLOW_RATE | 250 µL/min
AN004739 | chromatography_metadata | COLUMN_TEMPERATURE | 30
AN004739 | missingness | n_missing | 87
AN004739 | missingness | n_value | 17388
AN004739 | missingness | perc_missing | 0.500345065562457
AN004739 | binomial_statistics | estimate | 0.967509025270758
AN004739 | binomial_statistics | statistic | 804
AN004739 | binomial_statistics | p.value | 2.92209774605552e-200
AN004739 | binomial_statistics | parameter | 831
AN004739 | binomial_statistics | conf.low | 0.955470437723881
AN004739 | binomial_statistics | conf.high | 1
AN004739 | binomial_statistics | method | Exact binomial test
AN004739 | binomial_statistics | alternative | greater
AN004741 | measurement_metadata | INSTRUMENT_NAME | Thermo Q Exactive Focus
AN004741 | measurement_metadata | INSTRUMENT_TYPE | Orbitrap
AN004741 | measurement_metadata | MS_TYPE | ESI
AN004741 | measurement_metadata | ION_MODE | POSITIVE
AN004741 | measurement_metadata | MS_COMMENTS | Features were extracted and assigned using two pieces of software: Progenesis QI v.1.0, Waters Nonlinear Dynamics (Milford, MA) and TraceFinder v.3.3, Thermo Scientific (Waltham, MA).
AN004741 | measurement_metadata | MS_RESULTS_FILE | ST002887_AN004741_Results.txt UNITS:Abundance Has m/z:Yes Has RT:Yes RT units:Minutes
AN004741 | chromatography_metadata | CHROMATOGRAPHY_TYPE | Reversed phase
AN004741 | chromatography_metadata | INSTRUMENT_NAME | Shimadzu Nexera X2
AN004741 | chromatography_metadata | COLUMN_NAME | Waters ACQUITY UPLC BEH C8 (100 x 2.1mm,1.7um)
AN004741 | chromatography_metadata | SOLVENT_A | 95% water/5% methanol; 10 mM ammonium acetate; 0.1% acetic acid
AN004741 | chromatography_metadata | SOLVENT_B | 100% methanol; 0.1% acetic acid
AN004741 | chromatography_metadata | FLOW_GRADIENT | The column was eluted at a flow rate of 450 µL/min isocratically for 1 minute at 80% mobile phase A, followed by a linear gradient to 80% mobile-phase B over 2 minutes, a linear gradient to 100% mobile phase B over 7 minutes, and then 3 minutes at 100% mobile-phase B.
AN004741 | chromatography_metadata | FLOW_RATE | 450 µL/min
AN004741 | chromatography_metadata | COLUMN_TEMPERATURE | 40
AN004741 | missingness | n_missing | 9
AN004741 | missingness | n_value | 14472
AN004741 | missingness | perc_missing | 0.0621890547263682
AN004741 | binomial_statistics | estimate | 1
AN004741 | binomial_statistics | statistic | 81
AN004741 | binomial_statistics | p.value | 4.13590306276515e-25
AN004741 | binomial_statistics | parameter | 81
AN004741 | binomial_statistics | conf.low | 0.963691217908096
AN004741 | binomial_statistics | conf.high | 1
AN004741 | binomial_statistics | method | Exact binomial test
AN004741 | binomial_statistics | alternative | greater
AN004762 | measurement_metadata | INSTRUMENT_NAME | Thermo Q Exactive Orbitrap
AN004762 | measurement_metadata | INSTRUMENT_TYPE | Orbitrap
AN004762 | measurement_metadata | MS_TYPE | ESI
AN004762 | measurement_metadata | MS_COMMENTS | MS analyses were carried out using electrospray ionization in the positive ion mode using full scan analysis over 70-800 m/z at 70,000 resolution and 3 Hz data acquisition rate. Other MS settings were: sheath gas 40, sweep gas 2, spray voltage 3.5 kV, capillary temperature 350°C, S-lens RF 40, heater temperature 300°C, microscans 1, automatic gain control target 1e6, and maximum ion time 250 ms. Raw data were processed using TraceFinder 3.3 software (Thermo Fisher Scientific; Waltham, MA) and Progenesis QI (Nonlinear Dynamics; Newcastle upon Tyne, UK). Metabolite identities were confirmed using authentic reference standards.
AN004762 | measurement_metadata | ION_MODE | POSITIVE
AN004762 | chromatography_metadata | CHROMATOGRAPHY_SUMMARY | HILIC-pos: Hydrophilic interaction liquid chromatography (HILIC) analysis of water soluble metabolites in the positive ionization mode
AN004762 | chromatography_metadata | INSTRUMENT_NAME | Shimadzu Nexera X2
AN004762 | chromatography_metadata | COLUMN_NAME | Waters Atlantis HILIC (150 x 2.1mm,3um,100Å)
AN004762 | chromatography_metadata | COLUMN_TEMPERATURE | 30
AN004762 | chromatography_metadata | FLOW_GRADIENT | 0-0.5 min, isocratic 95% B; 0.5-10.5 min, gradient to 40% B; 10.5-15 min, isocratic 40% B; 15-17 min, gradient to 95% B
AN004762 | chromatography_metadata | FLOW_RATE | 250 uL/min
AN004762 | chromatography_metadata | SOLVENT_A | 100% water; 0.1% formic acid; 10 mM ammonium formate
AN004762 | chromatography_metadata | SOLVENT_B | 100% acetonitrile; 0.1% formic acid
AN004762 | chromatography_metadata | CHROMATOGRAPHY_TYPE | HILIC
AN004762 | missingness | n_missing | 79
AN004762 | missingness | n_value | 9245
AN004762 | missingness | perc_missing | 0.854515954570038
AN004762 | binomial_statistics | estimate | 0.797843665768194
AN004762 | binomial_statistics | statistic | 296
AN004762 | binomial_statistics | p.value | 1.82455575112993e-32
AN004762 | binomial_statistics | parameter | 371
AN004762 | binomial_statistics | conf.low | 0.760472483263862
AN004762 | binomial_statistics | conf.high | 1
AN004762 | binomial_statistics | method | Exact binomial test
AN004762 | binomial_statistics | alternative | greater
AN004764 | measurement_metadata | INSTRUMENT_NAME | Thermo Exactive Plus Orbitrap
AN004764 | measurement_metadata | INSTRUMENT_TYPE | Orbitrap
AN004764 | measurement_metadata | MS_TYPE | ESI
AN004764 | measurement_metadata | MS_COMMENTS | MS analyses were carried out using electrospray ionization in the positive ion mode using full scan analysis over 200–1100 m/z at 70,000 resolution and 3 Hz data acquisition rate. Other MS settings were: sheath gas 50, in source CID 5 eV, sweep gas 5, spray voltage 3 kV, capillary temperature 300°C, S-lens RF 60, heater temperature 300°C, microscans 1, automatic gain control target 1e6, and maximum ion time 100 ms. Representative standards from each lipid class were used to identify lipids based on RT and m/z patterns, and characteristic product ion spectra. Lipid identities were denoted by total acyl carbon number and total number of double bond number.
AN004764 | measurement_metadata | ION_MODE | POSITIVE
AN004764 | chromatography_metadata | CHROMATOGRAPHY_SUMMARY | C8-pos: Reversed-phase C8 chromatography analysis of polar and nonpolar lipids in the positive ionization mode
AN004764 | chromatography_metadata | INSTRUMENT_NAME | Shimadzu Nexera X2
AN004764 | chromatography_metadata | COLUMN_NAME | Waters ACQUITY UPLC BEH C8 (2.1 mm X 100 mm,1.7 µm,130Å)
AN004764 | chromatography_metadata | COLUMN_TEMPERATURE | 40
AN004764 | chromatography_metadata | FLOW_GRADIENT | 0-1 min, isocratic 20% B; 1-3 min, gradient to 80% B; 3-10 min, gradient to 100% B; 10-13 min, isocratic 100% B; 13-14 min, gradient to 20% B
AN004764 | chromatography_metadata | FLOW_RATE | 450 uL/min
AN004764 | chromatography_metadata | SOLVENT_A | 95% water/5% methanol; 0.1% formic acid; 10 mM ammonium acetate
AN004764 | chromatography_metadata | SOLVENT_B | 100% methanol; 0.1% formic acid
AN004764 | chromatography_metadata | CHROMATOGRAPHY_TYPE | Reversed phase
AN004764 | missingness | n_missing | 141
AN004764 | missingness | n_value | 14104
AN004764 | missingness | perc_missing | 0.999716392512762
AN004764 | binomial_statistics | estimate | 0.958871915393655
AN004764 | binomial_statistics | statistic | 816
AN004764 | binomial_statistics | p.value | 1.16930452272923e-194
AN004764 | binomial_statistics | parameter | 851
AN004764 | binomial_statistics | conf.low | 0.945838372876418
AN004764 | binomial_statistics | conf.high | 1
AN004764 | binomial_statistics | method | Exact binomial test
AN004764 | binomial_statistics | alternative | greater
AN004775 | measurement_metadata | INSTRUMENT_NAME | Thermo Q Exactive Orbitrap
AN004775 | measurement_metadata | INSTRUMENT_TYPE | Orbitrap
AN004775 | measurement_metadata | MS_TYPE | Other
AN004775 | measurement_metadata | ION_MODE | POSITIVE
AN004775 | measurement_metadata | MS_COMMENTS | Metabolon (LC/MS Pos early)
AN004775 | chromatography_metadata | CHROMATOGRAPHY_SUMMARY | Low pH polar (LC/MS Pos early)
AN004775 | chromatography_metadata | CHROMATOGRAPHY_TYPE | Reversed phase
AN004775 | chromatography_metadata | INSTRUMENT_NAME | Waters Acquity
AN004775 | chromatography_metadata | COLUMN_NAME | Waters Acquity BEH C18 (100 x 2mm, 1.7um)
AN004775 | chromatography_metadata | SOLVENT_A | 100% water; 0.1% formic acid; 0.05% PFPA, pH ~2.5
AN004775 | chromatography_metadata | SOLVENT_B | 100% methanol; 0.1% formic acid; 0.05% PFPA, pH ~2.5
AN004775 | chromatography_metadata | FLOW_GRADIENT | Linear gradient from 5% B to 80% B over 3.35 minutes
AN004775 | chromatography_metadata | FLOW_RATE | 0.35 mL/min
AN004775 | chromatography_metadata | COLUMN_TEMPERATURE | 40-50
AN004775 | missingness | n_missing | 7524
AN004775 | missingness | n_value | 76500
AN004775 | missingness | perc_missing | 9.83529411764706
AN004775 | binomial_statistics | estimate | 0.831246488482222
AN004775 | binomial_statistics | statistic | 20713
AN004775 | binomial_statistics | p.value | 0
AN004775 | binomial_statistics | parameter | 24918
AN004775 | binomial_statistics | conf.low | 0.827295242123087
AN004775 | binomial_statistics | conf.high | 1
AN004775 | binomial_statistics | method | Exact binomial test
AN004775 | binomial_statistics | alternative | greater
AN004776 | measurement_metadata | INSTRUMENT_NAME | Thermo Q Exactive Orbitrap
AN004776 | measurement_metadata | INSTRUMENT_TYPE | Orbitrap
AN004776 | measurement_metadata | MS_TYPE | Other
AN004776 | measurement_metadata | ION_MODE | POSITIVE
AN004776 | measurement_metadata | MS_COMMENTS | Metabolon (LC/MS Pos late)
AN004776 | chromatography_metadata | CHROMATOGRAPHY_SUMMARY | Low pH Lipophilic (LC/MS Pos late)
AN004776 | chromatography_metadata | CHROMATOGRAPHY_TYPE | Reversed phase
AN004776 | chromatography_metadata | INSTRUMENT_NAME | Waters Acquity
AN004776 | chromatography_metadata | COLUMN_NAME | Waters Acquity BEH C18 (100 x 2mm, 1.7um)
AN004776 | chromatography_metadata | SOLVENT_A | 100% water; 0.1% formic acid; 0.05% PFPA, pH ~2.5
AN004776 | chromatography_metadata | SOLVENT_B | 50% methanol/50% acetonitrile; 0.1% formic acid; 0.05% PFPA, pH ~2.5
AN004776 | chromatography_metadata | FLOW_GRADIENT | Linear gradient from 40% B to 99.5% B over 1.0 minute, hold 99.5% B for 2.4 minutes.
AN004776 | chromatography_metadata | FLOW_RATE | 0.60 mL/min
AN004776 | chromatography_metadata | COLUMN_TEMPERATURE | 40-50
AN004776 | missingness | n_missing | 3964
AN004776 | missingness | n_value | 69600
AN004776 | missingness | perc_missing | 5.69540229885058
AN004776 | binomial_statistics | estimate | 0.925423290681143
AN004776 | binomial_statistics | statistic | 14320
AN004776 | binomial_statistics | p.value | 0
AN004776 | binomial_statistics | parameter | 15474
AN004776 | binomial_statistics | conf.low | 0.921857700610627
AN004776 | binomial_statistics | conf.high | 1
AN004776 | binomial_statistics | method | Exact binomial test
AN004776 | binomial_statistics | alternative | greater
AN004777 | measurement_metadata | INSTRUMENT_NAME | Thermo Q Exactive Orbitrap
AN004777 | measurement_metadata | INSTRUMENT_TYPE | Orbitrap
AN004777 | measurement_metadata | MS_TYPE | Other
AN004777 | measurement_metadata | ION_MODE | NEGATIVE
AN004777 | measurement_metadata | MS_COMMENTS | Metabolon (LC/MS Neg)
AN004777 | chromatography_metadata | CHROMATOGRAPHY_SUMMARY | High pH (LC/MS Neg)
AN004777 | chromatography_metadata | CHROMATOGRAPHY_TYPE | Reversed phase
AN004777 | chromatography_metadata | INSTRUMENT_NAME | Waters Acquity
AN004777 | chromatography_metadata | COLUMN_NAME | Waters Acquity BEH C18 (100 x 2mm, 1.7um)
AN004777 | chromatography_metadata | SOLVENT_A | 100% water; 6.5 mM ammonium bicarbonate, pH 8
AN004777 | chromatography_metadata | SOLVENT_B | 95% methanol/5% water; 6.5 mM ammonium bicarbonate
AN004777 | chromatography_metadata | FLOW_GRADIENT | Linear gradient from 0.5 to 70% B over 4.0 minutes, then rapid gradient to 99% B in 0.5 minutes.
AN004777 | chromatography_metadata | FLOW_RATE | 0.35 mL/min
AN004777 | chromatography_metadata | COLUMN_TEMPERATURE | 40-50
AN004777 | missingness | n_missing | 23826
AN004777 | missingness | n_value | 132600
AN004777 | missingness | perc_missing | 17.9683257918552
AN004777 | binomial_statistics | estimate | 0.753828761194821
AN004777 | binomial_statistics | statistic | 42675
AN004777 | binomial_statistics | p.value | 0
AN004777 | binomial_statistics | parameter | 56611
AN004777 | binomial_statistics | conf.low | 0.750832301795521
AN004777 | binomial_statistics | conf.high | 1
AN004777 | binomial_statistics | method | Exact binomial test
AN004777 | binomial_statistics | alternative | greater
AN004779 | measurement_metadata | INSTRUMENT_NAME | Bruker timsTOF
AN004779 | measurement_metadata | INSTRUMENT_TYPE | QTOF
AN004779 | measurement_metadata | MS_TYPE | ESI
AN004779 | measurement_metadata | ION_MODE | POSITIVE
AN004779 | measurement_metadata | MS_COMMENTS | Using an Apollo II electrospray ionization (ESI) source or an CaptiveSpray ion source, and a timsTOF (Bruker, Bremen, Germany), the MS analysis was carried out. For metabolomics, the nebulizer pressure was adjusted to 2.2 bar, the drying temperature to 220°C, and the gas flow rate to 10 L/min. 4500 V was the capillary voltage, while 500 V was the end plate offset and the scan range for metabolomics was 20-1300 m/z. The instrument was operated in auto-MS/MS mode and the acquisition was performed using the positive mode at 12 Hz. The width of the precursor ion was ±0.5, the cycle time was 0.5 sec., and the threshold was 400 counts per thousand. Active exclusion was excluded after 3 spectra and released after 0.2 min. For MS2 acquisition the data dependent acquisition (DDA) was used, and the collision energy stepping fluctuated between 100 and 250% set at 20 eV. In the first 0.3 minutes of each LC-MS/MS run, sodium formate was injected as an external calibrant during data processing
AN004779 | chromatography_metadata | CHROMATOGRAPHY_SUMMARY | For metabolomics analysis, a Hamilton Intensity Solo 2 C18 column (100 mm × 2.1 mm, 1.8 μm beads) was kept at 35 °C. For metabolomics, 10 μL of each sample was injected twice and eluted using a 30-min gradient
AN004779 | chromatography_metadata | CHROMATOGRAPHY_TYPE | Reversed phase
AN004779 | chromatography_metadata | INSTRUMENT_NAME | Bruker Elute
AN004779 | chromatography_metadata | COLUMN_NAME | Hamilton Intensity Solo 2 C18 (100 mm x 2.1 mm, 1.8um)
AN004779 | chromatography_metadata | SOLVENT_A | 100% water; 0.1% formic acid
AN004779 | chromatography_metadata | SOLVENT_B | 100% acetonitrile; 0.1% formic acid
AN004779 | chromatography_metadata | FLOW_GRADIENT | a 30-min gradient as follows: 1% ACN was kept for 2 minutes before ramping to 99% ACN for 15 minutes, then holding at 99% ACN for 3 minutes before re-equilibrating to 1% ACN for 10 minutes
AN004779 | chromatography_metadata | FLOW_RATE | For elution 250 μL/min and 350 μL/min for re-equilibration
AN004779 | chromatography_metadata | COLUMN_TEMPERATURE | 35
AN004779 | missingness | n_missing | 17
AN004779 | missingness | n_value | 1476
AN004779 | missingness | perc_missing | 1.15176151761518
AN004779 | binomial_statistics | estimate | 0.698630136986301
AN004779 | binomial_statistics | statistic | 51
AN004779 | binomial_statistics | p.value | 0.000457137291081546
AN004779 | binomial_statistics | parameter | 73
AN004779 | binomial_statistics | conf.low | 0.598372373448481
AN004779 | binomial_statistics | conf.high | 1
AN004779 | binomial_statistics | method | Exact binomial test
AN004779 | binomial_statistics | alternative | greater
AN004785 | measurement_metadata | INSTRUMENT_NAME | Agilent 6545 QTOF
AN004785 | measurement_metadata | INSTRUMENT_TYPE | QTOF
AN004785 | measurement_metadata | MS_TYPE | ESI
AN004785 | measurement_metadata | MS_COMMENTS | See SOP protocol MiCAS_SOP004_Data post-processing and QC_v2_20190904.pdf
AN004785 | measurement_metadata | ION_MODE | NEGATIVE
AN004785 | chromatography_metadata | METHODS_FILENAME | pass1b_rpneg_rppos_ionpneg_methods.pdf
AN004785 | chromatography_metadata | INSTRUMENT_NAME | Agilent 1290 Infinity II
AN004785 | chromatography_metadata | COLUMN_NAME | Waters Acquity HSS T3 (100 x 2.1mm, 1.8um)
AN004785 | chromatography_metadata | COLUMN_TEMPERATURE | 55C
AN004785 | chromatography_metadata | FLOW_GRADIENT | Linear ramp from 0% to 100% B from 0-10 minutes, hold 100% B until 17 minutes, linear return to 0% B from 17 to 17.1 minutes, hold 0% B until 20 minutes
AN004785 | chromatography_metadata | FLOW_RATE | 0.45 ml/min
AN004785 | chromatography_metadata | SOLVENT_A | 100% water, 0.1% formic acid
AN004785 | chromatography_metadata | SOLVENT_B | 100% methanol, 0.025% formic acid
AN004785 | chromatography_metadata | CHROMATOGRAPHY_TYPE | Reversed phase
AN004785 | missingness | n_missing | 140
AN004785 | missingness | n_value | 6400
AN004785 | missingness | perc_missing | 2.1875
AN004785 | binomial_statistics | estimate | 0.890909090909091
AN004785 | binomial_statistics | statistic | 196
AN004785 | binomial_statistics | p.value | 4.89247162710104e-35
AN004785 | binomial_statistics | parameter | 220
AN004785 | binomial_statistics | conf.low | 0.85001964528776
AN004785 | binomial_statistics | conf.high | 1
AN004785 | binomial_statistics | method | Exact binomial test
AN004785 | binomial_statistics | alternative | greater
AN004814 | measurement_metadata | INSTRUMENT_NAME | Thermo Q Exactive Plus Orbitrap
AN004814 | measurement_metadata | INSTRUMENT_TYPE | Orbitrap
AN004814 | measurement_metadata | MS_TYPE | ESI
AN004814 | measurement_metadata | ION_MODE | UNSPECIFIED
AN004814 | measurement_metadata | MS_COMMENTS | The capillary of the electrospray ionization source was set to 275°C, with sheath gas at 45 arbitrary units, auxiliary gas at 5 arbitrary units, and the spray voltage at 4.0 kV. In positive/negative polarity switching mode, a mass/charge ratio (m/z) scan range from 70 to 850 was chosen and MS1 data were collected at a resolution of 70,000. The automatic gain control target was set at 1 × 106, and the maximum injection time was 200 ms. The top five precursor ions were subsequently fragmented, in a data-dependent manner, using the higher-energy collisional dissociation cell set to 30% normalized collision energy in MS2 at a resolution power of 17,500.
AN004814 | chromatography_metadata | CHROMATOGRAPHY_SUMMARY | Samples were analyzed by high-performance LC (HPLC) and high-resolution MS and MS/MS (HPLC-MS/MS). The system consists of Thermo Q Exactive with an electrospray source and an UltiMate3000 (Thermo Fisher Scientific) series HPLC consisting of a binary pump, degasser, and autosampler outfitted with an XBridge Amide column (Waters; dimensions of 4.6 mm by 100 mm and a 3.5-μm particle size). The mobile phase A contained 95% water/5% acetonitrile (v/v), 20 mM ammonium hydroxide, and 20 mM ammonium acetate (pH 9.0); phase B was 100% acetonitrile. The gradient was performed as follows: 0 min, 15% A; 2.5 min, 30% A; 7 min, 43% A; 16 min, 62% A; 16.1 to 18 min, 75% A; and 18 to 25 min, 15% A with a flow rate of 400 µl/min.
AN004814 | chromatography_metadata | CHROMATOGRAPHY_TYPE | HILIC
AN004814 | chromatography_metadata | INSTRUMENT_NAME | Thermo Dionex Ultimate 3000
AN004814 | chromatography_metadata | COLUMN_NAME | Water's Xbridge amide (100 x 3mm, 3.5 um)
AN004814 | chromatography_metadata | SOLVENT_A | 95% water/5% acetonitrile; 20 mM ammonium hydroxide; 20 mM ammonium acetate (pH 9.0)
AN004814 | chromatography_metadata | SOLVENT_B | 100% acetonitrile
AN004814 | chromatography_metadata | FLOW_GRADIENT | 0 min, 15% A; 2.5 min, 30% A; 7 min, 43% A; 16 min, 62% A; 16.1 to 18 min, 75% A; and 18 to 25 min, 15% A
AN004814 | chromatography_metadata | FLOW_RATE | 400 μl/min
AN004814 | chromatography_metadata | COLUMN_TEMPERATURE | -
AN004814 | missingness | n_missing | 444
AN004814 | missingness | n_value | 1510
AN004814 | missingness | perc_missing | 29.4039735099338
AN004814 | binomial_statistics | estimate | 0.694267515923567
AN004814 | binomial_statistics | statistic | 327
AN004814 | binomial_statistics | p.value | 9.8987444379106e-18
AN004814 | binomial_statistics | parameter | 471
AN004814 | binomial_statistics | conf.low | 0.657441537618182
AN004814 | binomial_statistics | conf.high | 1
AN004814 | binomial_statistics | method | Exact binomial test
AN004814 | binomial_statistics | alternative | greater
AN004823 | measurement_metadata | INSTRUMENT_NAME | Agilent 6490 QQQ
AN004823 | measurement_metadata | INSTRUMENT_TYPE | Triple quadrupole
AN004823 | measurement_metadata | MS_TYPE | ESI
AN004823 | measurement_metadata | ION_MODE | POSITIVE
AN004823 | measurement_metadata | MS_COMMENTS | Details previously published in https://doi.org/10.1016/j.chembiol.2018.10.008 Analysis of plasma extracts was performed on an Agilent 6490 QQQ mass spectrometer with an Agilent 1290 series HPLC system and a ZORBAX eclipse plus C18 column (2.1x100mm 1.8μm, Agilent) with the thermostat set at 60°C. Mass spectrometry analysis was performed in positive ion mode with dynamic scheduled multiple reaction monitoring (MRM). Mass spectrometry settings and MRM transitions for each lipid class, subclass and individual species are shown in Tables 1 and S1. The solvent system consisted of solvent A) 50% H2O / 30% acetonitrile / 20% isopropanol (v/v/v) containing 10mM ammonium formate and solvent B) 1% H2O / 9% acetonitrile / 90% isopropanol (v/v/v) containing 10mM ammonium formate. We utilized a stepped linear gradient with a 15-minute cycle time per sample and a 1μL sample injection. The gradient was as follows; starting with a flow rate of 0.4ml/minute at 10% B and increasing to 45% B over 2.7 minutes, then to 53% over 0.1 minutes, to 65% over 6.2 minutes, to 89% over 0.1 minute, to 92% over 1.9 minutes and finally to 100% over 0.1 minute. The solvent was then held at 100% B for 0.8 minutes (total 11.9 minutes). Equilibration was as follows, solvent was decreased from 100% B to 10% B over 0.1 minute and held for an additional 0.9 minutes. Flow rate was then switched to 0.6 ml/minute for 1 minute before returning to 0.4 ml/minute over 0.1 minutes. Solvent B was held at 10% B for a further 0.9 minutes at 0.4ml/minutes for a total cycle time of 15 minutes. The following mass spectrometer conditions were used; gas temperature, 150°C, gas flow rate 17L/min, nebulizer 20psi, Sheath gas temperature 200°C, capillary voltage 3500V and sheath gas flow 10L/min. Isolation widths for Q1 and Q3 were set to “unit” resolution (0.7 amu). PQC samples consisting of a pooled set of 6 healthy individuals were incorporated into the analysis at 1 PQC per 18 plasma samples. TQC consisted of PQC extracts which were pooled and split into individual vials to provide a measure of technical variation from the mass spectrometer only. These were included at a ratio of 1 TQC per 18 plasma samples. TQCs were monitored for changes in peak area, width and retention time to determine the performance of the LC-MS/MS analysis and were subsequently used to align for differential responses across the analytical batches.
AN004823 | chromatography_metadata | CHROMATOGRAPHY_SUMMARY | The running solvent consisted of solvent A: 50% H2O / 30% acetonitrile / 20% isopropanol (v/v/v) containing 10mM ammonium formate and 5uM medronic acid, and solvent B: 1% H2O / 9% acetonitrile / 90% isopropanol (v/v/v) containing 10mM ammonium formate. We utilized a stepped linear gradient with a 16-minute cycle time per sample and a 1µL sample injection. To increase throughput, we used a dual column set up to equilibrate the second column while the first is running a sample. The sample analytical gradient was as follows: starting with a flow rate of 0.4mL/minute at 15% B and increasing to 50% B over 2.5 minutes, then to 57% over 0.1 minutes, to 70% over 6.4 minutes, to 93% over 0.1 minute, to 96% over 1.9 minutes and finally to 100% over 0.1 minute. The solvent was then held at 100% B for 0.9 minutes (total 12.0 minutes). Equilibration was started as follows: solvent was decreased from 100% B to 15% B over 0.2 minutes and held until a total of 16 minutes. The next sample is injected and the columns are switched.
AN004823 | chromatography_metadata | CHROMATOGRAPHY_TYPE | Reversed phase
AN004823 | chromatography_metadata | INSTRUMENT_NAME | Agilent 1290 Infinity II
AN004823 | chromatography_metadata | COLUMN_NAME | Agilent Zorbax Eclipse Plus C18 (100 x 2.1mm, 1.8 um)
AN004823 | chromatography_metadata | SOLVENT_A | 50% water/30% acetonitrile/20% isopropanol; 10mM ammonium formate; 5uM medronic acid
AN004823 | chromatography_metadata | SOLVENT_B | 1% water/9% acetonitrile/90% isopropanol; 10mM ammonium formate
AN004823 | chromatography_metadata | FLOW_GRADIENT | Starting with a flow rate of 0.4mL/minute at 15% B and increasing to 50% B over 2.5 minutes, then to 57% over 0.1 minutes, to 70% over 6.4 minutes, to 93% over 0.1 minute, to 96% over 1.9 minutes and finally to 100% over 0.1 minute. The solvent was then held at 100% B for 0.9 minutes (total 12.0 minutes). Equilibration was started as follows: solvent was decreased from 100% B to 15% B over 0.2 minutes and held until a total of 16 minutes.
AN004823 | chromatography_metadata | FLOW_RATE | 0.4mL/min
AN004823 | chromatography_metadata | COLUMN_TEMPERATURE | 45
AN004823 | missingness | n_missing | 8
AN004823 | missingness | n_value | 60138
AN004823 | missingness | perc_missing | 0.0133027370381456
AN004823 | binomial_statistics | estimate | 0.823204419889503
AN004823 | binomial_statistics | statistic | 149
AN004823 | binomial_statistics | p.value | 1.50068082983695e-19
AN004823 | binomial_statistics | parameter | 181
AN004823 | binomial_statistics | conf.low | 0.769904875222687
AN004823 | binomial_statistics | conf.high | 1
AN004823 | binomial_statistics | method | Exact binomial test
AN004823 | binomial_statistics | alternative | greater
AN004824 | measurement_metadata | INSTRUMENT_NAME | Agilent 6490 QQQ
AN004824 | measurement_metadata | INSTRUMENT_TYPE | Triple quadrupole
AN004824 | measurement_metadata | MS_TYPE | ESI
AN004824 | measurement_metadata | ION_MODE | POSITIVE
AN004824 | measurement_metadata | MS_COMMENTS | Details previously published in https://doi.org/10.1016/j.chembiol.2018.10.008 Analysis of plasma extracts was performed on an Agilent 6490 QQQ mass spectrometer with an Agilent 1290 series HPLC system and a ZORBAX eclipse plus C18 column (2.1x100mm 1.8μm, Agilent) with the thermostat set at 60°C. Mass spectrometry analysis was performed in positive ion mode with dynamic scheduled multiple reaction monitoring (MRM). Mass spectrometry settings and MRM transitions for each lipid class, subclass and individual species are shown in Tables 1 and S1. The solvent system consisted of solvent A) 50% H2O / 30% acetonitrile / 20% isopropanol (v/v/v) containing 10mM ammonium formate and solvent B) 1% H2O / 9% acetonitrile / 90% isopropanol (v/v/v) containing 10mM ammonium formate. We utilized a stepped linear gradient with a 15-minute cycle time per sample and a 1μL sample injection. The gradient was as follows; starting with a flow rate of 0.4ml/minute at 10% B and increasing to 45% B over 2.7 minutes, then to 53% over 0.1 minutes, to 65% over 6.2 minutes, to 89% over 0.1 minute, to 92% over 1.9 minutes and finally to 100% over 0.1 minute. The solvent was then held at 100% B for 0.8 minutes (total 11.9 minutes). Equilibration was as follows, solvent was decreased from 100% B to 10% B over 0.1 minute and held for an additional 0.9 minutes. Flow rate was then switched to 0.6 ml/minute for 1 minute before returning to 0.4 ml/minute over 0.1 minutes. Solvent B was held at 10% B for a further 0.9 minutes at 0.4ml/minutes for a total cycle time of 15 minutes. The following mass spectrometer conditions were used; gas temperature, 150°C, gas flow rate 17L/min, nebulizer 20psi, Sheath gas temperature 200°C, capillary voltage 3500V and sheath gas flow 10L/min. Isolation widths for Q1 and Q3 were set to “unit” resolution (0.7 amu). PQC samples consisting of a pooled set of 6 healthy individuals were incorporated into the analysis at 1 PQC per 18 plasma samples. TQC consisted of PQC extracts which were pooled and split into individual vials to provide a measure of technical variation from the mass spectrometer only. These were included at a ratio of 1 TQC per 18 plasma samples. TQCs were monitored for changes in peak area, width and retention time to determine the performance of the LC-MS/MS analysis and were subsequently used to align for differential responses across the analytical batches.
AN004824 | chromatography_metadata | CHROMATOGRAPHY_SUMMARY | The running solvent consisted of solvent A: 50% H2O / 30% acetonitrile / 20% isopropanol (v/v/v) containing 10mM ammonium formate and 5uM medronic acid, and solvent B: 1% H2O / 9% acetonitrile / 90% isopropanol (v/v/v) containing 10mM ammonium formate. We utilized a stepped linear gradient with a 16-minute cycle time per sample and a 1µL sample injection. To increase throughput, we used a dual column set up to equilibrate the second column while the first is running a sample. The sample analytical gradient was as follows: starting with a flow rate of 0.4mL/minute at 15% B and increasing to 50% B over 2.5 minutes, then to 57% over 0.1 minutes, to 70% over 6.4 minutes, to 93% over 0.1 minute, to 96% over 1.9 minutes and finally to 100% over 0.1 minute. The solvent was then held at 100% B for 0.9 minutes (total 12.0 minutes). Equilibration was started as follows: solvent was decreased from 100% B to 15% B over 0.2 minutes and held until a total of 16 minutes. The next sample is injected and the columns are switched.
AN004824 | chromatography_metadata | CHROMATOGRAPHY_TYPE | Reversed phase
AN004824 | chromatography_metadata | INSTRUMENT_NAME | Agilent 1290 Infinity II
AN004824 | chromatography_metadata | COLUMN_NAME | Agilent ZORBAX Eclipse Plus C18 (100 x 2.1mm,1.8um)
AN004824 | chromatography_metadata | SOLVENT_A | 50% water/30% acetonitrile/20% isopropanol; 10mM ammonium formate; 5uM medronic acid
AN004824 | chromatography_metadata | SOLVENT_B | 1% water/9% acetonitrile/90% isopropanol; 10mM ammonium formate
AN004824 | chromatography_metadata | FLOW_GRADIENT | Starting with a flow rate of 0.4mL/minute at 15% B and increasing to 50% B over 2.5 minutes, then to 57% over 0.1 minutes, to 70% over 6.4 minutes, to 93% over 0.1 minute, to 96% over 1.9 minutes and finally to 100% over 0.1 minute. The solvent was then held at 100% B for 0.9 minutes (total 12.0 minutes). Equilibration was started as follows: solvent was decreased from 100% B to 15% B over 0.2 minutes and held until a total of 16 minutes.
AN004824 | chromatography_metadata | FLOW_RATE | 0.4mL/min
AN004824 | chromatography_metadata | COLUMN_TEMPERATURE | 45
AN004824 | missingness | n_missing | 962
AN004824 | missingness | n_value | 171798
AN004824 | missingness | perc_missing | 0.559959952968021
AN004824 | binomial_statistics | estimate | 1
AN004824 | binomial_statistics | statistic | 2182
AN004824 | binomial_statistics | p.value | 0
AN004824 | binomial_statistics | parameter | 2182
AN004824 | binomial_statistics | conf.low | 0.998628012488689
AN004824 | binomial_statistics | conf.high | 1
AN004824 | binomial_statistics | method | Exact binomial test
AN004824 | binomial_statistics | alternative | greater
AN004886 | measurement_metadata | INSTRUMENT_NAME | Bruker timsTOF
AN004886 | measurement_metadata | INSTRUMENT_TYPE | QTOF
AN004886 | measurement_metadata | MS_TYPE | ESI
AN004886 | measurement_metadata | ION_MODE | POSITIVE
AN004886 | measurement_metadata | MS_COMMENTS | The ESI source conditions were set with a capillary voltage of 4500 V, drying gas flow rate of 10.0 l/min at 220°C, nebulizer pressure of 2.2 bar, and the End Plate offset at 500 V. Sodium formate (10 mM) was injected at the beginning of each sample run and used as a calibrant for internal calibration during data processing. The MS acquisition process consisted of two phases. First, an auto MS scan lasting from 0 to 0.3 minutes was utilized for calibrating sodium formate. The second phase encompassed auto MS/MS scanning with CID acquisition, including fragmentation, which extended from 0.3 to 30 minutes. Both acquisition phases were conducted in positive mode at a rate of 12 Hz. The automatic mass scan range within each run spanned from 50 to 1300 m/z, with a precursor ion width of ±0.5, a cycle time of 0.5 seconds, and a threshold of 400 counts. Active exclusion was initiated after three spectra and lifted after 0.2 minutes. For MS2 acquisition, a data-dependent acquisition (DDA) approach was employed, with collision energy settings varying between 100% and 250% and being set at 20 eV. TRX-2101/RT-28-calibrants from Nova Medical Testing Inc. for the Bruker T-ReX LC-QTOF were injected before sample analysis to assess the column's performance, reversed-phase liquid chromatography (RPLC) separation, multipoint retention time calibration, and the mass spectrometer. Additionally, TRX-3112-R/MS Certified Human serum solution for Bruker T-ReX LC-QTOF (provided by Nova Medical Testing Inc.) was prepared from pooled human blood and administered before sample analysis to validate the performance of the LC-MS instruments. The analysis followed a randomized sequence order, commencing with five injections of solvent A (0.1% formic acid in deionized water) to facilitate apparatus equilibration. Subsequently, five injections of the pooled QC sample were carried out. Furthermore, one QC injection was conducted every (9-10 samples) to assess the consistency of the analysis.
AN004886 | chromatography_metadata | CHROMATOGRAPHY_SUMMARY | Mobile phases A (water with 0.1% formic acid) and B (acetonitrile with 0.1% formic acid) were used with the following gradient elusion mode: 0 to 2 min, 1% B; 2 to 17 min, 1–99% B; 17 to 20 min, 99% B; 20 to 20.1 min, 99–1% B; 20.1 to 30 min, 1% B. The flow rate was 0.25 mL/min from 0 to 20 min, 0.35 mL/min from 20 min to 28.3 min, and 0.25 mL/min from 28.3 to 30 min. The sample injection volume was 10 μl, and separation occurred on a Hamilton® Intensity Solo 2 C18 column (2.1 × 100 mm, 1.8 µm) (Bruker Daltonik) at 35°C.
AN004886 | chromatography_metadata | CHROMATOGRAPHY_TYPE | Reversed phase
AN004886 | chromatography_metadata | INSTRUMENT_NAME | Bruker Elute
AN004886 | chromatography_metadata | COLUMN_NAME | Hamilton Intensity Solo 2 C18 (100 x 2.1mm, 1.8um)
AN004886 | chromatography_metadata | SOLVENT_A | Water (0.1% Formic Acid)
AN004886 | chromatography_metadata | SOLVENT_B | ACN (0.1% Formic Acid)
AN004886 | chromatography_metadata | FLOW_GRADIENT | gradient elusion mode: 0 to 2 min, 1% B; 2 to 17 min, 1–99% B; 17 to 20 min, 99% B; 20 to 20.1 min, 99–1% B; 20.1 to 30 min, 1% B.
AN004886 | chromatography_metadata | FLOW_RATE | 0.25 mL/min from 0 to 20 min, 0.35 mL/min from 20 min to 28.3 min, and 0.25 mL/min from 28.3 to 30 min.
AN004886 | chromatography_metadata | COLUMN_TEMPERATURE | 35
AN004886 | missingness | n_missing | 1002
AN004886 | missingness | n_value | 9020
AN004886 | missingness | perc_missing | 11.1086474501109
AN004886 | binomial_statistics | estimate | 0.709872159090909
AN004886 | binomial_statistics | statistic | 1999
AN004886 | binomial_statistics | p.value | 2.00322558556543e-113
AN004886 | binomial_statistics | parameter | 2816
AN004886 | binomial_statistics | conf.low | 0.695470252135362
AN004886 | binomial_statistics | conf.high | 1
AN004886 | binomial_statistics | method | Exact binomial test
AN004886 | binomial_statistics | alternative | greater
AN004903 | measurement_metadata | INSTRUMENT_NAME | Thermo Q Exactive Focus
AN004903 | measurement_metadata | INSTRUMENT_TYPE | Orbitrap
AN004903 | measurement_metadata | MS_TYPE | ESI
AN004903 | measurement_metadata | ION_MODE | UNSPECIFIED
AN004903 | measurement_metadata | MS_COMMENTS | For IC-HR-MS data analysis, the Trace Finder compound identification and confirmation setup parameters included a molecular ion intensity threshold override of 10,000, S/N 5, and mass tolerance of 5 ppm. Isotope pattern analysis using a 90% fit threshold, 30% allowable relative intensity deviation, and 5 ppm mass deviation was also performed to ensure that the relative intensities of the M + 1 and/or M + 2 isotope peaks for each compound were consistent with the theoretical relative intensities.
AN004903 | chromatography_metadata | CHROMATOGRAPHY_SUMMARY | Metabolites were detected using an orbitrap-type MS instrument (Q-Exactive focus; Thermo Fisher Scientific) connected to a high-performance IC system (ICS-5000+, Thermo Fisher Scientific) that enabled highly selective and sensitive metabolite quantification owing to the IC separation and Fourier transfer MS principle. The IC instrument was equipped with an anion electrolytic suppressor (Dionex AERS 500; Thermo Fisher Scientific) to convert the potassium hydroxide gradient into pure water before the sample entered the MS instrument. Separation was performed using a Dionex IonPac AS11-HC 4 μm particle size column (Thermo Fisher Scientific). The IC flow rate was 0.25 mL/min, supplemented post-column with 0.18 mL/min makeup flow of MeOH. The potassium hydroxide gradient conditions for IC separation were as follows: from 1 mM to 100 mM (0–40 min) to 100 mM (40–50 min) and to 1 mM (50.1–60 min) at a column temperature of 30 °C. The mass spectrometer was operated in the ESI-positive and negative mode with polarity switching, for all detections. A full mass scan (m/z 70–900) was performed at a resolution of 70,000. The automatic gain control target was set at 3 × 106 ions, and the maximum ion injection time was 100 ms. The source ionization parameters were optimized with a spray voltage of 3 kV, and other parameters were as follows: transfer temperature, 320 °C; S-Lens level, 50; heater temperature, 300 °C; sheath gas, 36; and aux gas, 10.
AN004903 | chromatography_metadata | CHROMATOGRAPHY_TYPE | Ion exchange
AN004903 | chromatography_metadata | INSTRUMENT_NAME | Thermo Dionex ICS-5000+
AN004903 | chromatography_metadata | COLUMN_NAME | Dionex IonPac AS11-HC (250 x 2mm, 4um)
AN004903 | chromatography_metadata | SOLVENT_A | The potassium hydroxide gradient conditions
AN004903 | chromatography_metadata | SOLVENT_B | N/A
AN004903 | chromatography_metadata | FLOW_GRADIENT | From 1 mM to 100 mM (0–40 min) to 100 mM (40–50 min) and to 1 mM (50.1–60 min)
AN004903 | chromatography_metadata | FLOW_RATE | 0.25 mL/min, supplemented post-column with 0.18 mL/min makeup flow of MeOH
AN004903 | chromatography_metadata | COLUMN_TEMPERATURE | 30 °C
AN004903 | missingness | n_missing | 1157
AN004903 | missingness | n_value | 13987
AN004903 | missingness | perc_missing | 8.27196682633874
AN004903 | binomial_statistics | estimate | 0.803842716711349
AN004903 | binomial_statistics | statistic | 1799
AN004903 | binomial_statistics | p.value | 7.70972835628694e-195
AN004903 | binomial_statistics | parameter | 2238
AN004903 | binomial_statistics | conf.low | 0.789520898341199
AN004903 | binomial_statistics | conf.high | 1
AN004903 | binomial_statistics | method | Exact binomial test
AN004903 | binomial_statistics | alternative | greater
AN004932 | measurement_metadata | INSTRUMENT_NAME | Thermo Q Exactive Orbitrap
AN004932 | measurement_metadata | INSTRUMENT_TYPE | Orbitrap
AN004932 | measurement_metadata | MS_TYPE | ESI
AN004932 | measurement_metadata | ION_MODE | UNSPECIFIED
AN004932 | measurement_metadata | MS_COMMENTS | Lipids were identified and quantified with LipidSearch 4.2.21. Statistical analysis was conducted through MetaboAnalyst 5.0.
AN004932 | chromatography_metadata | CHROMATOGRAPHY_TYPE | Reversed phase
AN004932 | chromatography_metadata | INSTRUMENT_NAME | Vanquish Horizon Binary UHPLC
AN004932 | chromatography_metadata | COLUMN_NAME | Accucore Vanquish C18+ UHPLC (2.1mm x 150mm x 1.5µm)
AN004932 | missingness | n_missing | 2346
AN004932 | missingness | n_value | 26130
AN004932 | missingness | perc_missing | 8.97818599311137
AN004932 | binomial_statistics | estimate | 0.865746783516688
AN004932 | binomial_statistics | statistic | 4643
AN004932 | binomial_statistics | p.value | 0
AN004932 | binomial_statistics | parameter | 5363
AN004932 | binomial_statistics | conf.low | 0.857848706991451
AN004932 | binomial_statistics | conf.high | 1
AN004932 | binomial_statistics | method | Exact binomial test
AN004932 | binomial_statistics | alternative | greater
AN004962 | measurement_metadata | INSTRUMENT_NAME | ABI Sciex 6500 QTrap
AN004962 | measurement_metadata | INSTRUMENT_TYPE | Triple quadrupole
AN004962 | measurement_metadata | MS_TYPE | EI
AN004962 | measurement_metadata | ION_MODE | POSITIVE
AN004962 | measurement_metadata | MS_COMMENTS | All the MS data acquisition and quantitative analysis of target compounds in this project were completed by SCIEX Analyst Work Station Software (1.7.2) and BIOTREE Bio Bud (2.1.4). The final concentration CF (Final Concentration, μmol/L) was directly measured by the instrument. The concentration CC (Calculated Concentration, μmol/L) multiplied by the dilute release factor page 6 / 11 Dil (Dilution Factor), in μmol/L. The target metabolite concentration CM (Metabolite Concentration, nmol/g) in the sample is equal to the final measured concentration CF times the final sample volume VF (Volume, μL) and the concentration factor CF of the sample during the pretreatment process, divided by the sample mass MS (Weight, mg), in nmol/g. NA indicated that no target metabolites were detected in the sample.
AN004962 | chromatography_metadata | CHROMATOGRAPHY_TYPE | Normal phase
AN004962 | chromatography_metadata | INSTRUMENT_NAME | Waters Acquity H-Class
AN004962 | chromatography_metadata | COLUMN_NAME | Waters ACQUITY UPLC BEH HILIC (150 x 2.1mm,1.7um)
AN004962 | chromatography_metadata | SOLVENT_A | ddH2O:Acetonitrile=8:2, 10 mmol/LAmmonium acetate
AN004962 | chromatography_metadata | SOLVENT_B | Acetonitrile:ddH2O=9:1, 10 mmol/LAmmonium acetate
AN004962 | chromatography_metadata | FLOW_GRADIENT | 85% (vol/vol) B: 0.0 min, 85% B to 30% B:3.0 min, 30% B to 2% B:12.0 min, 2% B:15.0 min, 2% B to 85% B: 16.0 min, 85%: 23.0 min
AN004962 | chromatography_metadata | FLOW_RATE | Approximately 350–400 µl/min (back pressure should not exceed ~3,000 p.s.i. at 2% (vol/vol) B)
AN004962 | chromatography_metadata | COLUMN_TEMPERATURE | 475°C
AN004962 | missingness | n_missing | 227
AN004962 | missingness | n_value | 5280
AN004962 | missingness | perc_missing | 4.29924242424242
AN004962 | binomial_statistics | estimate | 0.877318116975749
AN004962 | binomial_statistics | statistic | 615
AN004962 | binomial_statistics | p.value | 1.06671716750626e-99
AN004962 | binomial_statistics | parameter | 701
AN004962 | binomial_statistics | conf.low | 0.855033642183722
AN004962 | binomial_statistics | conf.high | 1
AN004962 | binomial_statistics | method | Exact binomial test
AN004962 | binomial_statistics | alternative | greater
AN004963 | measurement_metadata | INSTRUMENT_NAME | ABI Sciex 6500 QTrap
AN004963 | measurement_metadata | INSTRUMENT_TYPE | Triple quadrupole
AN004963 | measurement_metadata | MS_TYPE | ESI
AN004963 | measurement_metadata | ION_MODE | NEGATIVE
AN004963 | measurement_metadata | MS_COMMENTS | All the MS data acquisition and quantitative analysis of target compounds in this project were completed by SCIEX Analyst Work Station Software (1.7.2) and BIOTREE Bio Bud (2.1.4). The final concentration CF (Final Concentration, μmol/L) was directly measured by the instrument. The concentration CC (Calculated Concentration, μmol/L) multiplied by the dilute release factor page 6 / 11 Dil (Dilution Factor), in μmol/L. The target metabolite concentration CM (Metabolite Concentration, nmol/g) in the sample is equal to the final measured concentration CF times the final sample volume VF (Volume, μL) and the concentration factor CF of the sample during the pretreatment process, divided by the sample mass MS (Weight, mg), in nmol/g. NA indicated that no target metabolites were detected in the sample.
AN004963 | chromatography_metadata | CHROMATOGRAPHY_TYPE | Reversed phase
AN004963 | chromatography_metadata | INSTRUMENT_NAME | Waters Acquity H-Class
AN004963 | chromatography_metadata | COLUMN_NAME | Waters ACQUITY UPLC BEH HILIC (150 x 2.1mm,1.7um)
AN004963 | chromatography_metadata | SOLVENT_A | ddH2O:Acetonitrile=8:2, 10 mmol/LAmmonium acetate
AN004963 | chromatography_metadata | SOLVENT_B | Acetonitrile:ddH2O=9:1, 10 mmol/LAmmonium acetate
AN004963 | chromatography_metadata | FLOW_GRADIENT | 85% (vol/vol) B: 0.0 min, 85% B to 30% B:3.0 min, 30% B to 2% B:12.0 min, 2% B:15.0 min, 2% B to 85% B: 16.0 min, 85%: 23.0 min
AN004963 | chromatography_metadata | FLOW_RATE | Approximately 350–400 µl/min (back pressure should not exceed ~3,000 p.s.i. at 2% (vol/vol) B)
AN004963 | chromatography_metadata | COLUMN_TEMPERATURE | 475°C
AN004963 | missingness | n_missing | 298
AN004963 | missingness | n_value | 4544
AN004963 | missingness | perc_missing | 6.5580985915493
AN004963 | binomial_statistics | estimate | 0.798449612403101
AN004963 | binomial_statistics | statistic | 618
AN004963 | binomial_statistics | p.value | 4.06134792897407e-66
AN004963 | binomial_statistics | parameter | 774
AN004963 | binomial_statistics | conf.low | 0.773256284814008
AN004963 | binomial_statistics | conf.high | 1
AN004963 | binomial_statistics | method | Exact binomial test
AN004963 | binomial_statistics | alternative | greater
AN004969 | measurement_metadata | INSTRUMENT_NAME | Thermo Q Exactive Orbitrap
AN004969 | measurement_metadata | INSTRUMENT_TYPE | Orbitrap
AN004969 | measurement_metadata | MS_TYPE | Other
AN004969 | measurement_metadata | ION_MODE | POSITIVE
AN004969 | measurement_metadata | MS_COMMENTS | Metabolon (LC/MS Pos early)
AN004969 | chromatography_metadata | CHROMATOGRAPHY_SUMMARY | Low pH polar (LC/MS Pos early)
AN004969 | chromatography_metadata | CHROMATOGRAPHY_TYPE | Reversed phase
AN004969 | chromatography_metadata | INSTRUMENT_NAME | Waters Acquity
AN004969 | chromatography_metadata | COLUMN_NAME | Waters Acquity BEH C18 (100 x 2mm, 1.7um)
AN004969 | chromatography_metadata | SOLVENT_A | 100% water; 0.1% formic acid; 0.05% PFPA, pH ~2.5
AN004969 | chromatography_metadata | SOLVENT_B | 100% methanol; 0.1% formic acid; 0.05% PFPA, pH ~2.5
AN004969 | chromatography_metadata | FLOW_GRADIENT | Linear gradient from 5% B to 80% B over 3.35 minutes
AN004969 | chromatography_metadata | FLOW_RATE | 0.35 mL/min
AN004969 | chromatography_metadata | COLUMN_TEMPERATURE | 40-50
AN004969 | missingness | n_missing | 6890
AN004969 | missingness | n_value | 146250
AN004969 | missingness | perc_missing | 4.71111111111111
AN004969 | binomial_statistics | estimate | 0.851536417524017
AN004969 | binomial_statistics | statistic | 24996
AN004969 | binomial_statistics | p.value | 0
AN004969 | binomial_statistics | parameter | 29354
AN004969 | binomial_statistics | conf.low | 0.848080139040769
AN004969 | binomial_statistics | conf.high | 1
AN004969 | binomial_statistics | method | Exact binomial test
AN004969 | binomial_statistics | alternative | greater
AN004971 | measurement_metadata | INSTRUMENT_NAME | Thermo Q Exactive Orbitrap
AN004971 | measurement_metadata | INSTRUMENT_TYPE | Orbitrap
AN004971 | measurement_metadata | MS_TYPE | Other
AN004971 | measurement_metadata | ION_MODE | NEGATIVE
AN004971 | measurement_metadata | MS_COMMENTS | Metabolon (LC/MS Neg)
AN004971 | chromatography_metadata | CHROMATOGRAPHY_SUMMARY | High pH (LC/MS Neg)
AN004971 | chromatography_metadata | CHROMATOGRAPHY_TYPE | Reversed phase
AN004971 | chromatography_metadata | INSTRUMENT_NAME | Waters Acquity
AN004971 | chromatography_metadata | COLUMN_NAME | Waters Acquity BEH C18 (100 x 2mm, 1.7um)
AN004971 | chromatography_metadata | SOLVENT_A | 100% water; 6.5 mM ammonium bicarbonate, pH 8
AN004971 | chromatography_metadata | SOLVENT_B | 95% methanol/5% water; 6.5 mM ammonium bicarbonate
AN004971 | chromatography_metadata | FLOW_GRADIENT | Linear gradient from 0.5 to 70% B over 4.0 minutes, then rapid gradient to 99% B in 0.5 minutes.
AN004971 | chromatography_metadata | FLOW_RATE | 0.35 mL/min
AN004971 | chromatography_metadata | COLUMN_TEMPERATURE | 40-50
AN004971 | missingness | n_missing | 19173
AN004971 | missingness | n_value | 266370
AN004971 | missingness | perc_missing | 7.19788264444194
AN004971 | binomial_statistics | estimate | 0.80320079331194
AN004971 | binomial_statistics | statistic | 58318
AN004971 | binomial_statistics | p.value | 0
AN004971 | binomial_statistics | parameter | 72607
AN004971 | binomial_statistics | conf.low | 0.800758016850243
AN004971 | binomial_statistics | conf.high | 1
AN004971 | binomial_statistics | method | Exact binomial test
AN004971 | binomial_statistics | alternative | greater
AN004986 | measurement_metadata | INSTRUMENT_NAME | Bruker timsTOF
AN004986 | measurement_metadata | INSTRUMENT_TYPE | QTOF
AN004986 | measurement_metadata | MS_TYPE | ESI
AN004986 | measurement_metadata | ION_MODE | POSITIVE
AN004986 | measurement_metadata | MS_COMMENTS | The MS analysis was performed using a TimsTOF (Bruker, Darmstadt, Germany) with Apollo II electrospray ionization (ESI) source. The drying gas was set to flow at 10 L/min and the drying temperature to 220C and the nebulizer pressure to 2.2 bar. The capillary voltage was 4500 V and the end plate offset 500V. For metabolomics the scan range was 20-1300 m/z. The collision energy was set to 20 eV, the cycle time to 0.5 seconds with a relative minimum intensity threshold of 400 counts per thousand and target intensity of 20,000. Sodium formate was injected as an external calibrant in the first 0.3 minutes of each LC-MS/MS run. MetaboScape 4.0 software was used for metabolite processing and statistical analysis (Bruker Daltonics). The following parameters for molecular feature identification and "bucketing" were set in the T-ReX 2D/3D workflow: For peak detection, a minimum intensity threshold of 1,000 counts is required, as well as a minimum peak duration of 7 spectra, with feature quantification determine using peak area. The file masses were recalibrated based on the external calibrant injected between 0-0.3 min.
AN004986 | chromatography_metadata | CHROMATOGRAPHY_SUMMARY | Samples were chromatographically separated by inline reversed-phase chromatography using the Elute HPG 1300 pumps and Elute Autosampler (Bruker, Darmstadt, Germany) with solvent A 0.1% FA in HPLC grade water and solvent B 0.1% FA in ACN. A Hamilton Intensity Solo 2 C18 column (100 mm x 2.1 mm, 1.8µm beads) was maintained at 35C. For metabolomics, 10 µL was injected twice for each sample and eluted using a 30-minute gradient as follows: 1% ACN was held for 2 minutes, ramping to 99% ACN over 15 minutes, held at 99% ACN for 3 minutes before re-equilibrating to 1% ACN for 10 minutes. Flow rates were 250 µL/min for elution and 350 µL/min for re-equilibration.
AN004986 | chromatography_metadata | CHROMATOGRAPHY_TYPE | Reversed phase
AN004986 | chromatography_metadata | INSTRUMENT_NAME | Bruker Elute
AN004986 | chromatography_metadata | COLUMN_NAME | Hamilton Intensity Solo 2 C18 (100 x 2.1 mm, 1.8 um)
AN004986 | chromatography_metadata | SOLVENT_A | 100% water; 0.1% formic acid
AN004986 | chromatography_metadata | SOLVENT_B | 100% acetonitrile; 0.1% formic acid
AN004986 | chromatography_metadata | FLOW_GRADIENT | 1%B to 99%B in 15 min
AN004986 | chromatography_metadata | FLOW_RATE | 250 uL/min
AN004986 | chromatography_metadata | COLUMN_TEMPERATURE | 35
AN004986 | missingness | n_missing | 4635
AN004986 | missingness | n_value | 40484
AN004986 | missingness | perc_missing | 11.4489674933307
AN004986 | binomial_statistics | estimate | 0.575898189837361
AN004986 | binomial_statistics | statistic | 12535
AN004986 | binomial_statistics | p.value | 9.7123227368889e-112
AN004986 | binomial_statistics | parameter | 21766
AN004986 | binomial_statistics | conf.low | 0.570358033889186
AN004986 | binomial_statistics | conf.high | 1
AN004986 | binomial_statistics | method | Exact binomial test
AN004986 | binomial_statistics | alternative | greater
AN004987 | measurement_metadata | INSTRUMENT_NAME | ABI Sciex 4000 QTrap
AN004987 | measurement_metadata | INSTRUMENT_TYPE | QTRAP
AN004987 | measurement_metadata | MS_TYPE | ESI
AN004987 | measurement_metadata | MS_COMMENTS | The analysis was made in POSITIVE and NEGATIVE polarities. Extract MS/MS data: Fragments_POS= Mass tolerance (Da) 0.3, Fragments_NEG= Mass tolerance (Da) 0.5 spectrum peak. Source parameters: GS1=15, GS2=20, CUR= 10, ISV=5300, T=150. Lipids were analyzed in multiple precursor ion scattering (MPIS). Identification of Lipids was using LipidView 1.3 beta (Sciex) and exported to MarkerView 1.4 in a view mode: Corrected intensities (normalization with the high peak intensity)
AN004987 | measurement_metadata | ION_MODE | UNSPECIFIED
AN004987 | chromatography_metadata | CHROMATOGRAPHY_SUMMARY | Direct Infusion with PAL3 System
AN004987 | chromatography_metadata | INSTRUMENT_NAME | none
AN004987 | chromatography_metadata | COLUMN_NAME | none
AN004987 | chromatography_metadata | COLUMN_TEMPERATURE | None
AN004987 | chromatography_metadata | FLOW_GRADIENT | None
AN004987 | chromatography_metadata | FLOW_RATE | None
AN004987 | chromatography_metadata | SOLVENT_A | None
AN004987 | chromatography_metadata | SOLVENT_B | None
AN004987 | chromatography_metadata | CHROMATOGRAPHY_TYPE | None (Direct infusion)
AN004987 | missingness | n_missing | 9047
AN004987 | missingness | n_value | 19149
AN004987 | missingness | perc_missing | 47.2452869601546
AN004987 | binomial_statistics | estimate | 0.509492364836979
AN004987 | binomial_statistics | statistic | 4938
AN004987 | binomial_statistics | p.value | 0.0315214068516251
AN004987 | binomial_statistics | parameter | 9692
AN004987 | binomial_statistics | conf.low | 0.501087057173349
AN004987 | binomial_statistics | conf.high | 1
AN004987 | binomial_statistics | method | Exact binomial test
AN004987 | binomial_statistics | alternative | greater
AN005022 | measurement_metadata | INSTRUMENT_NAME | Thermo Velos LTQ Orbitrap; Thermo Trace DSQ
AN005022 | measurement_metadata | INSTRUMENT_TYPE | Other
AN005022 | measurement_metadata | MS_TYPE | Other
AN005022 | measurement_metadata | ION_MODE | UNSPECIFIED
AN005022 | measurement_metadata | MS_COMMENTS | Combined GC/LC analysis. Results not separable into GC and LC data.
AN005022 | chromatography_metadata | CHROMATOGRAPHY_SUMMARY | Combined GC/LC: Results not separable into separate LC and GC data.
AN005022 | chromatography_metadata | CHROMATOGRAPHY_TYPE | Combined GC/LC
AN005022 | chromatography_metadata | INSTRUMENT_NAME | Thermo-Finnigan Trace DSQ (GC); Waters Acquity (LC)
AN005022 | chromatography_metadata | COLUMN_NAME | Combined GC/LC
AN005022 | chromatography_metadata | SOLVENT_A | -
AN005022 | chromatography_metadata | SOLVENT_B | -
AN005022 | chromatography_metadata | FLOW_GRADIENT | -
AN005022 | chromatography_metadata | FLOW_RATE | -
AN005022 | chromatography_metadata | COLUMN_TEMPERATURE | -
AN005022 | chromatography_metadata | METHODS_FILENAME | Instrumentation_details.txt
AN005022 | missingness | n_missing | 945
AN005022 | missingness | n_value | 10548
AN005022 | missingness | perc_missing | 8.95904436860068
AN005022 | binomial_statistics | estimate | 0.845173041894353
AN005022 | binomial_statistics | statistic | 2320
AN005022 | binomial_statistics | p.value | 7.67221048494084e-315
AN005022 | binomial_statistics | parameter | 2745
AN005022 | binomial_statistics | conf.low | 0.833362155529048
AN005022 | binomial_statistics | conf.high | 1
AN005022 | binomial_statistics | method | Exact binomial test
AN005022 | binomial_statistics | alternative | greater
AN005089 | measurement_metadata | INSTRUMENT_NAME | Thermo Q Exactive Orbitrap
AN005089 | measurement_metadata | INSTRUMENT_TYPE | Orbitrap
AN005089 | measurement_metadata | MS_TYPE | ESI
AN005089 | measurement_metadata | ION_MODE | POSITIVE
AN005089 | measurement_metadata | MS_COMMENTS | Lipidsearch used for data analysis
AN005089 | chromatography_metadata | CHROMATOGRAPHY_SUMMARY | Lipidomics Positive
AN005089 | chromatography_metadata | CHROMATOGRAPHY_TYPE | Reversed phase
AN005089 | chromatography_metadata | INSTRUMENT_NAME | Thermo Vanquish
AN005089 | chromatography_metadata | COLUMN_NAME | Phenomenex Kinetex C18 (30 x 2.1mm, 1.7um)
AN005089 | chromatography_metadata | SOLVENT_A | 75:25 H2O:ACN 5mM NH4OAc
AN005089 | chromatography_metadata | SOLVENT_B | 90:10 iPrOH:ACN 5mM NH4OAc
AN005089 | chromatography_metadata | FLOW_GRADIENT | 0 min - 0.3ml/min - 30%B, 3 min - 0.3ml/min - 100%B, 4.2min - 0.3ml/min - 100%B, 4.3min - 0.4ml/min - 30%B, 4.9min - 0/4ml/min - 30%B, 5 min - 0.3ml/min 30%B
AN005089 | chromatography_metadata | FLOW_RATE | 0.3-0.4ml/min
AN005089 | chromatography_metadata | COLUMN_TEMPERATURE | 50
AN005089 | missingness | n_missing | 11
AN005089 | missingness | n_value | 7344
AN005089 | missingness | perc_missing | 0.149782135076253
AN005089 | binomial_statistics | estimate | 0.857142857142857
AN005089 | binomial_statistics | statistic | 24
AN005089 | binomial_statistics | p.value | 8.99955630302432e-05
AN005089 | binomial_statistics | parameter | 28
AN005089 | binomial_statistics | conf.low | 0.702309358059198
AN005089 | binomial_statistics | conf.high | 1
AN005089 | binomial_statistics | method | Exact binomial test
AN005089 | binomial_statistics | alternative | greater
AN005111 | measurement_metadata | INSTRUMENT_NAME | Thermo Q Exactive Orbitrap
AN005111 | measurement_metadata | INSTRUMENT_TYPE | Orbitrap
AN005111 | measurement_metadata | MS_TYPE | ESI
AN005111 | measurement_metadata | ION_MODE | UNSPECIFIED
AN005111 | measurement_metadata | MS_COMMENTS | A Sequant ZIC-pHILIC column (2.1 mm i.d. × 150 mm, particle size of 5 µm, Millipore Sigma) was used for separation of metabolites. A 2.1 × 20 mm guard column with the same packing material was used for protection of the analytical column. Flow rate was set at 150 μL/min. Buffers consisted of 100% acetonitrile for mobile phase A, and 0.1% NH4OH/20 mM CH3COONH4 in water for mobile phase B. The chromatographic gradient ran from 85% to 30% A in 20 min followed by a wash with 30% A and re-equilibration at 85% A. Column temperature was 30 C.
AN005111 | chromatography_metadata | CHROMATOGRAPHY_TYPE | HILIC
AN005111 | chromatography_metadata | INSTRUMENT_NAME | Thermo Vanquish
AN005111 | chromatography_metadata | COLUMN_NAME | Merck SeQuant ZIC-pHILIC (150 x 2.1mm,5um)
AN005111 | chromatography_metadata | SOLVENT_A | 100% acetonitrile
AN005111 | chromatography_metadata | SOLVENT_B | 0.1% NH4OH/20 mM CH3COONH4 in water
AN005111 | chromatography_metadata | FLOW_GRADIENT | 85% to 30% A in 20 min followed by a wash with 30% A and re-equilibration at 85% A
AN005111 | chromatography_metadata | FLOW_RATE | 150 μL/min
AN005111 | chromatography_metadata | COLUMN_TEMPERATURE | 30
AN005111 | missingness | n_missing | 34
AN005111 | missingness | n_value | 3420
AN005111 | missingness | perc_missing | 0.994152046783626
AN005111 | binomial_statistics | estimate | 1
AN005111 | binomial_statistics | statistic | 73
AN005111 | binomial_statistics | p.value | 1.05879118406788e-22
AN005111 | binomial_statistics | parameter | 73
AN005111 | binomial_statistics | conf.low | 0.959793205746834
AN005111 | binomial_statistics | conf.high | 1
AN005111 | binomial_statistics | method | Exact binomial test
AN005111 | binomial_statistics | alternative | greater
AN005112 | measurement_metadata | INSTRUMENT_NAME | Thermo Q Exactive Orbitrap
AN005112 | measurement_metadata | INSTRUMENT_TYPE | Orbitrap
AN005112 | measurement_metadata | MS_TYPE | ESI
AN005112 | measurement_metadata | ION_MODE | UNSPECIFIED
AN005112 | measurement_metadata | MS_COMMENTS | 1. A Sequant ZIC-pHILIC column (2.1 mm i.d. × 150 mm, particle size of 5 µm, Millipore Sigma) was used for separation of metabolites. A 2.1 × 20 mm guard column with the same packing material was used for protection of the analytical column. Flow rate was set at 150 μL/min. Buffers consisted of 100% acetonitrile for mobile phase A, and 100% acetonitrile for mobile phase B. The chromatographic gradient ran from 85% to 30% A in 20 min followed by a wash with 30% A and re-equilibration at 85% A. Column temperature was 30 C.
AN005112 | chromatography_metadata | CHROMATOGRAPHY_TYPE | HILIC
AN005112 | chromatography_metadata | INSTRUMENT_NAME | Thermo Vanquish
AN005112 | chromatography_metadata | COLUMN_NAME | Merck SeQuant ZIC-pHILIC (150 x 2.1mm,5um)
AN005112 | chromatography_metadata | SOLVENT_A | 100% acetonitrile
AN005112 | chromatography_metadata | SOLVENT_B | 100% water; 0.1% ammonium hydroxide; 20 mM ammonium acetate
AN005112 | chromatography_metadata | FLOW_GRADIENT | 85% to 30% A in 20 min followed by a wash with 30% A and re-equilibration at 85% A
AN005112 | chromatography_metadata | FLOW_RATE | 150 μL/min
AN005112 | chromatography_metadata | COLUMN_TEMPERATURE | 30
AN005112 | missingness | n_missing | 50
AN005112 | missingness | n_value | 1780
AN005112 | missingness | perc_missing | 2.80898876404494
AN005112 | binomial_statistics | estimate | 0.981818181818182
AN005112 | binomial_statistics | statistic | 54
AN005112 | binomial_statistics | p.value | 1.55431223447522e-15
AN005112 | binomial_statistics | parameter | 55
AN005112 | binomial_statistics | conf.low | 0.916628657749106
AN005112 | binomial_statistics | conf.high | 1
AN005112 | binomial_statistics | method | Exact binomial test
AN005112 | binomial_statistics | alternative | greater
AN005123 | measurement_metadata | INSTRUMENT_NAME | Bruker Tims TOF flex
AN005123 | measurement_metadata | INSTRUMENT_TYPE | QTOF
AN005123 | measurement_metadata | MS_TYPE | ESI
AN005123 | measurement_metadata | ION_MODE | POSITIVE
AN005123 | measurement_metadata | MS_COMMENTS | Data was acquired with Trapped ion mobility spectrometry (TIMS) activated. Bruker Metaboscape software was used for data processing. Annotation was done using the built in "lipid search" module and Lipid blast.
AN005123 | chromatography_metadata | CHROMATOGRAPHY_SUMMARY | Reverse phase (C18), 10 min
AN005123 | chromatography_metadata | CHROMATOGRAPHY_TYPE | Reversed phase
AN005123 | chromatography_metadata | INSTRUMENT_NAME | Thermo Vanquish
AN005123 | chromatography_metadata | COLUMN_NAME | Waters ACQUITY UPLC CSH C18 (100 x 2.1mm,1.7um)
AN005123 | chromatography_metadata | SOLVENT_A | 60% acetonitrile/40% water; 10 mM ammonium formate; 0.1% formic acid
AN005123 | chromatography_metadata | SOLVENT_B | 90% isopropanol/10% acetonitrile; 10 mM ammonium formate; 0.1% formic acid
AN005123 | chromatography_metadata | FLOW_GRADIENT | from 0 to 0.5 min, 40–43% B; from 0.5 to 0.7 min, 43‐65% B; from 0.7 to 0.8 min, 65-70% B; from 0.8 to 2.3 min, 70-99% B; from 2.3 to 6 min, 99% B; from 6-6.8 min, 99-40% B; from 6.8-7 min before equilibration for 3 min with the initial conditions
AN005123 | chromatography_metadata | FLOW_RATE | 0.4 ml/min
AN005123 | chromatography_metadata | COLUMN_TEMPERATURE | 55
AN005123 | missingness | n_missing | 1194
AN005123 | missingness | n_value | 53805
AN005123 | missingness | perc_missing | 2.21912461667131
AN005123 | binomial_statistics | estimate | 0.777601270849881
AN005123 | binomial_statistics | statistic | 2937
AN005123 | binomial_statistics | p.value | 4.02589968311442e-270
AN005123 | binomial_statistics | parameter | 3777
AN005123 | binomial_statistics | conf.low | 0.76618154946699
AN005123 | binomial_statistics | conf.high | 1
AN005123 | binomial_statistics | method | Exact binomial test
AN005123 | binomial_statistics | alternative | greater
AN005124 | measurement_metadata | INSTRUMENT_NAME | Bruker Tims TOF flex
AN005124 | measurement_metadata | INSTRUMENT_TYPE | QTOF
AN005124 | measurement_metadata | MS_TYPE | ESI
AN005124 | measurement_metadata | ION_MODE | NEGATIVE
AN005124 | measurement_metadata | MS_COMMENTS | Data was acquired with Trapped ion mobility spectrometry (TIMS) activated. Bruker Metaboscape software was used for data processing. Annotation was done using the built in "lipid search" module and Lipid blast.
AN005124 | chromatography_metadata | CHROMATOGRAPHY_SUMMARY | Reverse phase (C18), 10 min
AN005124 | chromatography_metadata | CHROMATOGRAPHY_TYPE | Reversed phase
AN005124 | chromatography_metadata | INSTRUMENT_NAME | Thermo Vanquish
AN005124 | chromatography_metadata | COLUMN_NAME | Waters ACQUITY UPLC CSH C18 (100 x 2.1mm,1.7um)
AN005124 | chromatography_metadata | SOLVENT_A | 60% acetonitrile/40% water; 10 mM ammonium formate; 0.1% formic acid
AN005124 | chromatography_metadata | SOLVENT_B | 90% isopropanol/10% acetonitrile; 10 mM ammonium formate; 0.1% formic acid
AN005124 | chromatography_metadata | FLOW_GRADIENT | from 0 to 0.5 min, 40–43% B; from 0.5 to 0.7 min, 43‐65% B; from 0.7 to 0.8 min, 65-70% B; from 0.8 to 2.3 min, 70-99% B; from 2.3 to 6 min, 99% B; from 6-6.8 min, 99-40% B; from 6.8-7 min before equilibration for 3 min with the initial conditions
AN005124 | chromatography_metadata | FLOW_RATE | 0.4 ml/min
AN005124 | chromatography_metadata | COLUMN_TEMPERATURE | 55
AN005124 | missingness | n_missing | 1882
AN005124 | missingness | n_value | 40205
AN005124 | missingness | perc_missing | 4.68100982464868
AN005124 | binomial_statistics | estimate | 0.703273495248152
AN005124 | binomial_statistics | statistic | 4662
AN005124 | binomial_statistics | p.value | 2.09983810280584e-247
AN005124 | binomial_statistics | parameter | 6629
AN005124 | binomial_statistics | conf.low | 0.693904279136213
AN005124 | binomial_statistics | conf.high | 1
AN005124 | binomial_statistics | method | Exact binomial test
AN005124 | binomial_statistics | alternative | greater
AN005125 | measurement_metadata | INSTRUMENT_NAME | Thermo Q Exactive Orbitrap
AN005125 | measurement_metadata | INSTRUMENT_TYPE | Orbitrap
AN005125 | measurement_metadata | MS_TYPE | ESI
AN005125 | measurement_metadata | ION_MODE | UNSPECIFIED
AN005125 | measurement_metadata | MS_COMMENTS | The MS data was processed using XCalibur 4.1 (Thermo Scientific) to obtain the metabolite signal intensity for relative quantitation. Targeted identification was available for 205 metabolites based on an in-house library established using known chemical standards. Identification required exact mass (within 5ppm) and standard retention times. For untargeted metabolomics, metabolites were identified by mass matching of the MS signal to metabolites in the HMDB database. If multiple metabolites in the database were matched to a certain MS signal, all matched metabolites were grouped into a single identification, and ordered based on the number of references included in the HMDB database (high to low). We used the first ranked metabolite in the downstream analyses. When multiple values with the same metabolite attribution occurred (different metabolites with same mass and retention time), we opted to use all values in the analyses to avoid biases on which intensities/attributions to consider. Peak intensities for metabolites were screened for missing values and relative metabolite abundance data was analyzed by using MetaboAnalyst software version 5.0 (Pang et al, 2021). Metabolite significance was determined with one-way ANOVA with post-hoc t-tests, with the cutoff being a raw p value &lt; 0.05, and the pathway significance cutoff was FDR corrected p value &lt; 0.05.
AN005125 | measurement_metadata | MS_RESULTS_FILE | ST003126_AN005125_Results.txt UNITS:Peak Intensity Has m/z:Neutral masses Has RT:No RT units:No RT data
AN005125 | chromatography_metadata | CHROMATOGRAPHY_TYPE | HILIC
AN005125 | chromatography_metadata | INSTRUMENT_NAME | Thermo Vanquish
AN005125 | chromatography_metadata | COLUMN_NAME | Merck SeQuant ZIC-pHILIC (150 x 2.1mm,5um)
AN005125 | chromatography_metadata | SOLVENT_A | 100% acetonitrile
AN005125 | chromatography_metadata | SOLVENT_B | 100% water; 0.1% NH4OH; 20 mM CH3COONH4
AN005125 | chromatography_metadata | FLOW_GRADIENT | 85% to 30% A in 20 min followed by a wash with 30% A and re-equilibration at 85% A
AN005125 | chromatography_metadata | FLOW_RATE | 150 μL/min
AN005125 | chromatography_metadata | COLUMN_TEMPERATURE | 30
AN005125 | chromatography_metadata | METHODS_FILENAME | Protocol_HeartMetabolomics.pdf
AN005125 | missingness | n_missing | 75
AN005125 | missingness | n_value | 22720
AN005125 | missingness | perc_missing | 0.330105633802817
AN005125 | binomial_statistics | estimate | 0.968421052631579
AN005125 | binomial_statistics | statistic | 92
AN005125 | binomial_statistics | p.value | 3.60922165711612e-24
AN005125 | binomial_statistics | parameter | 95
AN005125 | binomial_statistics | conf.low | 0.920404589840192
AN005125 | binomial_statistics | conf.high | 1
AN005125 | binomial_statistics | method | Exact binomial test
AN005125 | binomial_statistics | alternative | greater
AN005128 | measurement_metadata | INSTRUMENT_NAME | Thermo Q Exactive Orbitrap
AN005128 | measurement_metadata | INSTRUMENT_TYPE | Orbitrap
AN005128 | measurement_metadata | MS_TYPE | ESI
AN005128 | measurement_metadata | MS_COMMENTS | The MS data was processed using XCalibur 4.1 (Thermo Scientific) to obtain the metabolite signal intensity for relative quantitation. Targeted identification was available for 205 metabolites based on an in-house library established using known chemical standards. Identification required exact mass (within 5ppm) and standard retention times. For untargeted metabolomics, metabolites were identified by mass matching of the MS signal to metabolites in the HMDB database. If multiple metabolites in the database were matched to a certain MS signal, all matched metabolites were grouped into a single identification, and ordered based on the number of references included in the HMDB database (high to low).
AN005128 | measurement_metadata | ION_MODE | UNSPECIFIED
AN005128 | measurement_metadata | MS_RESULTS_FILE | ST003128_AN005128_Results.txt UNITS:Peak Intensity
AN005128 | chromatography_metadata | CHROMATOGRAPHY_SUMMARY | Serum targeted and untargeted metabolomics
AN005128 | chromatography_metadata | METHODS_FILENAME | Serum_MS_and_Data_Analysis.pdf
AN005128 | chromatography_metadata | INSTRUMENT_NAME | Thermo Vanquish
AN005128 | chromatography_metadata | COLUMN_NAME | SeQuant ZIC-pHILIC (150 x 2.1mm, 5um)
AN005128 | chromatography_metadata | COLUMN_TEMPERATURE | 35
AN005128 | chromatography_metadata | FLOW_GRADIENT | 85% to 30% A in 20 min followed by a wash with 30% A and re-equilibration at 85% A
AN005128 | chromatography_metadata | FLOW_RATE | 150 µl/min
AN005128 | chromatography_metadata | SOLVENT_A | 100% acetonitrile
AN005128 | chromatography_metadata | SOLVENT_B | 100% water; 0.1% ammonium hydroxide; 20 mM ammonium acetate
AN005128 | chromatography_metadata | CHROMATOGRAPHY_TYPE | HILIC
AN005128 | missingness | n_missing | 137
AN005128 | missingness | n_value | 15240
AN005128 | missingness | perc_missing | 0.898950131233596
AN005128 | binomial_statistics | estimate | 0.910313901345291
AN005128 | binomial_statistics | statistic | 203
AN005128 | binomial_statistics | p.value | 1.29870310405352e-39
AN005128 | binomial_statistics | parameter | 223
AN005128 | binomial_statistics | conf.low | 0.872345622706248
AN005128 | binomial_statistics | conf.high | 1
AN005128 | binomial_statistics | method | Exact binomial test
AN005128 | binomial_statistics | alternative | greater
AN005130 | measurement_metadata | INSTRUMENT_NAME | Thermo Q Exactive Orbitrap
AN005130 | measurement_metadata | INSTRUMENT_TYPE | Orbitrap
AN005130 | measurement_metadata | MS_TYPE | ESI
AN005130 | measurement_metadata | MS_COMMENTS | A data-dependent mass spectrometric acquisition method was used for lipid identification. In this method, each MS survey scan was followed by up to 10 MS/MS scans performed on the most abundant ions. The LC-MS results were processed using MS-DIAL software (version 4.9) for lipid identification and relative quantitation.
AN005130 | measurement_metadata | ION_MODE | POSITIVE
AN005130 | chromatography_metadata | CHROMATOGRAPHY_SUMMARY | Serum lipidomics
AN005130 | chromatography_metadata | METHODS_FILENAME | Serum_MS_and_Data_Analysis.pdf
AN005130 | chromatography_metadata | INSTRUMENT_NAME | Thermo Vanquish
AN005130 | chromatography_metadata | COLUMN_NAME | Imtakt Cadenza CD-C18 (150 x 2.1 mm, 3um)
AN005130 | chromatography_metadata | COLUMN_TEMPERATURE | 35
AN005130 | chromatography_metadata | FLOW_GRADIENT | 0–1.5 min, 32% B; 1.5-4 min, 32-45% B; 4-5 min, 45-52% B; 5-8 min, 52-58% B; 8-11 min, 58-66% B; 11-14 min, 66-70% B; 14-18 min, 70-75% B; 21-25 min, isocratic 97% B, 25-25.1 min 97-32% B
AN005130 | chromatography_metadata | FLOW_RATE | 200 µl/min
AN005130 | chromatography_metadata | SOLVENT_A | 60% acetonitrile/40% water; 10 mM ammonium formate; 0.1% formic acid
AN005130 | chromatography_metadata | SOLVENT_B | 90% isopropanol/10% acetonitrile; 10 mM ammonium formate; 0.1% formic acid
AN005130 | chromatography_metadata | CHROMATOGRAPHY_TYPE | Reversed phase
AN005130 | missingness | n_missing | 47
AN005130 | missingness | n_value | 5064
AN005130 | missingness | perc_missing | 0.928120063191153
AN005130 | binomial_statistics | estimate | 0.895522388059702
AN005130 | binomial_statistics | statistic | 60
AN005130 | binomial_statistics | p.value | 6.64018411653323e-12
AN005130 | binomial_statistics | parameter | 67
AN005130 | binomial_statistics | conf.low | 0.812703048354238
AN005130 | binomial_statistics | conf.high | 1
AN005130 | binomial_statistics | method | Exact binomial test
AN005130 | binomial_statistics | alternative | greater
AN005131 | measurement_metadata | INSTRUMENT_NAME | Bruker Tims TOF flex
AN005131 | measurement_metadata | INSTRUMENT_TYPE | QTOF
AN005131 | measurement_metadata | MS_TYPE | ESI
AN005131 | measurement_metadata | ION_MODE | POSITIVE
AN005131 | measurement_metadata | MS_COMMENTS | Data was acquired with Trapped ion mobility spectrometry (TIMS) activated. Bruker Metaboscape software was used for data processing. Annotatation was done using the built in "lipid search" module and Lipid blast.
AN005131 | chromatography_metadata | CHROMATOGRAPHY_SUMMARY | Reverse phase (C18), 10 min
AN005131 | chromatography_metadata | CHROMATOGRAPHY_TYPE | Reversed phase
AN005131 | chromatography_metadata | INSTRUMENT_NAME | Thermo Vanquish
AN005131 | chromatography_metadata | COLUMN_NAME | Waters ACQUITY UPLC CSH C18 (100 x 2.1mm,1.7um)
AN005131 | chromatography_metadata | SOLVENT_A | Acetonitrile/water (60:40); 10 mM ammonium formate; 0.1% formic acid
AN005131 | chromatography_metadata | SOLVENT_B | Isopropanol/acetonitrile (90:10); 10 mM ammonium formate; 0.1% formic acid
AN005131 | chromatography_metadata | FLOW_GRADIENT | from 0 to 0.5 min, 40–43% B; from 0.5 to 0.7 min, 43‐65% B; from 0.7 to 0.8 min, 65-70% B; from 0.8 to 2.3 min, 70-99% B; from 2.3 to 6 min, 99% B; from 6-6.8 min, 99-40% B; from 6.8-7 min before equilibration for 3 min with the initial conditions
AN005131 | chromatography_metadata | FLOW_RATE | 0.4 ml/min
AN005131 | chromatography_metadata | COLUMN_TEMPERATURE | 55
AN005131 | missingness | n_missing | 4487
AN005131 | missingness | n_value | 65520
AN005131 | missingness | perc_missing | 6.8482905982906
AN005131 | binomial_statistics | estimate | 0.729902893182501
AN005131 | binomial_statistics | statistic | 7291
AN005131 | binomial_statistics | p.value | 0
AN005131 | binomial_statistics | parameter | 9989
AN005131 | binomial_statistics | conf.low | 0.722496488136649
AN005131 | binomial_statistics | conf.high | 1
AN005131 | binomial_statistics | method | Exact binomial test
AN005131 | binomial_statistics | alternative | greater
AN005132 | measurement_metadata | INSTRUMENT_NAME | Bruker Tims TOF flex
AN005132 | measurement_metadata | INSTRUMENT_TYPE | QTOF
AN005132 | measurement_metadata | MS_TYPE | ESI
AN005132 | measurement_metadata | ION_MODE | NEGATIVE
AN005132 | measurement_metadata | MS_COMMENTS | Data was acquired with Trapped ion mobility spectrometry (TIMS) activated. Bruker Metaboscape software was used for data processing. Annotatation was done using the built in "lipid search" module and Lipid blast.
AN005132 | chromatography_metadata | CHROMATOGRAPHY_SUMMARY | Reverse phase (C18), 10 min
AN005132 | chromatography_metadata | CHROMATOGRAPHY_TYPE | Reversed phase
AN005132 | chromatography_metadata | INSTRUMENT_NAME | Thermo Vanquish
AN005132 | chromatography_metadata | COLUMN_NAME | Waters ACQUITY UPLC CSH C18 (100 x 2.1mm,1.7um)
AN005132 | chromatography_metadata | SOLVENT_A | Acetonitrile/water (60:40); 10 mM ammonium formate; 0.1% formic acid
AN005132 | chromatography_metadata | SOLVENT_B | Isopropanol/acetonitrile (90:10); 10 mM ammonium formate; 0.1% formic acid
AN005132 | chromatography_metadata | FLOW_GRADIENT | from 0 to 0.5 min, 40–43% B; from 0.5 to 0.7 min, 43‐65% B; from 0.7 to 0.8 min, 65-70% B; from 0.8 to 2.3 min, 70-99% B; from 2.3 to 6 min, 99% B; from 6-6.8 min, 99-40% B; from 6.8-7 min before equilibration for 3 min with the initial conditions
AN005132 | chromatography_metadata | FLOW_RATE | 0.4 ml/min
AN005132 | chromatography_metadata | COLUMN_TEMPERATURE | 55
AN005132 | missingness | n_missing | 3134
AN005132 | missingness | n_value | 35056
AN005132 | missingness | perc_missing | 8.93998174349612
AN005132 | binomial_statistics | estimate | 0.546491073006894
AN005132 | binomial_statistics | statistic | 6183
AN005132 | binomial_statistics | p.value | 2.34861685435248e-23
AN005132 | binomial_statistics | parameter | 11314
AN005132 | binomial_statistics | conf.low | 0.538740215407198
AN005132 | binomial_statistics | conf.high | 1
AN005132 | binomial_statistics | method | Exact binomial test
AN005132 | binomial_statistics | alternative | greater
AN005133 | measurement_metadata | INSTRUMENT_NAME | Bruker Tims TOF flex
AN005133 | measurement_metadata | INSTRUMENT_TYPE | QTOF
AN005133 | measurement_metadata | MS_TYPE | ESI
AN005133 | measurement_metadata | ION_MODE | POSITIVE
AN005133 | measurement_metadata | MS_COMMENTS | Data was acquired with Trapped ion mobility spectrometry (TIMS) activated. Bruker Metaboscape software was used for data processing. Annotatation was done using the built in "lipid search" module and Lipid blast.
AN005133 | chromatography_metadata | CHROMATOGRAPHY_SUMMARY | Reverse phase (C18), 10 min
AN005133 | chromatography_metadata | CHROMATOGRAPHY_TYPE | Reversed phase
AN005133 | chromatography_metadata | INSTRUMENT_NAME | Thermo Vanquish
AN005133 | chromatography_metadata | COLUMN_NAME | Waters ACQUITY UPLC CSH C18 (100 x 2.1mm,1.7um)
AN005133 | chromatography_metadata | SOLVENT_A | Acetonitrile/water (60:40); 10 mM ammonium formate; 0.1% formic acid
AN005133 | chromatography_metadata | SOLVENT_B | Isopropanol/acetonitrile (90:10); 10 mM ammonium formate; 0.1% formic acid
AN005133 | chromatography_metadata | FLOW_GRADIENT | from 0 to 0.5 min, 40–43% B; from 0.5 to 0.7 min, 43‐65% B; from 0.7 to 0.8 min, 65-70% B; from 0.8 to 2.3 min, 70-99% B; from 2.3 to 6 min, 99% B; from 6-6.8 min, 99-40% B; from 6.8-7 min before equilibration for 3 min with the initial conditions
AN005133 | chromatography_metadata | FLOW_RATE | 0.4 ml/min
AN005133 | chromatography_metadata | COLUMN_TEMPERATURE | 55
AN005133 | missingness | n_missing | 3416
AN005133 | missingness | n_value | 44572
AN005133 | missingness | perc_missing | 7.66400430763708
AN005133 | binomial_statistics | estimate | 0.834807216130173
AN005133 | binomial_statistics | statistic | 4720
AN005133 | binomial_statistics | p.value | 0
AN005133 | binomial_statistics | parameter | 5654
AN005133 | binomial_statistics | conf.low | 0.826467874729951
AN005133 | binomial_statistics | conf.high | 1
AN005133 | binomial_statistics | method | Exact binomial test
AN005133 | binomial_statistics | alternative | greater
AN005134 | measurement_metadata | INSTRUMENT_NAME | Bruker Tims TOF flex
AN005134 | measurement_metadata | INSTRUMENT_TYPE | QTOF
AN005134 | measurement_metadata | MS_TYPE | ESI
AN005134 | measurement_metadata | ION_MODE | NEGATIVE
AN005134 | measurement_metadata | MS_COMMENTS | Data was acquired with Trapped ion mobility spectrometry (TIMS) activated. Bruker Metaboscape software was used for data processing. Annotatation was done using the built in "lipid search" module and Lipid blast.
AN005134 | chromatography_metadata | CHROMATOGRAPHY_SUMMARY | Reverse phase (C18), 10 min
AN005134 | chromatography_metadata | CHROMATOGRAPHY_TYPE | Reversed phase
AN005134 | chromatography_metadata | INSTRUMENT_NAME | Thermo Vanquish
AN005134 | chromatography_metadata | COLUMN_NAME | Waters ACQUITY UPLC CSH C18 (100 x 2.1mm,1.7um)
AN005134 | chromatography_metadata | SOLVENT_A | Acetonitrile/water (60:40); 10 mM ammonium formate; 0.1% formic acid
AN005134 | chromatography_metadata | SOLVENT_B | Isopropanol/acetonitrile (90:10); 10 mM ammonium formate; 0.1% formic acid
AN005134 | chromatography_metadata | FLOW_GRADIENT | from 0 to 0.5 min, 40–43% B; from 0.5 to 0.7 min, 43‐65% B; from 0.7 to 0.8 min, 65-70% B; from 0.8 to 2.3 min, 70-99% B; from 2.3 to 6 min, 99% B; from 6-6.8 min, 99-40% B; from 6.8-7 min before equilibration for 3 min with the initial conditions
AN005134 | chromatography_metadata | FLOW_RATE | 0.4 ml/min
AN005134 | chromatography_metadata | COLUMN_TEMPERATURE | 55
AN005134 | missingness | n_missing | 1533
AN005134 | missingness | n_value | 29436
AN005134 | missingness | perc_missing | 5.20790868324501
AN005134 | binomial_statistics | estimate | 0.816174082494316
AN005134 | binomial_statistics | statistic | 2513
AN005134 | binomial_statistics | p.value | 3.49536556702248e-291
AN005134 | binomial_statistics | parameter | 3079
AN005134 | binomial_statistics | conf.low | 0.804308692845463
AN005134 | binomial_statistics | conf.high | 1
AN005134 | binomial_statistics | method | Exact binomial test
AN005134 | binomial_statistics | alternative | greater
AN005135 | measurement_metadata | INSTRUMENT_NAME | Thermo Q Exactive Orbitrap
AN005135 | measurement_metadata | INSTRUMENT_TYPE | Orbitrap
AN005135 | measurement_metadata | MS_TYPE | Other
AN005135 | measurement_metadata | MS_COMMENTS | Metabolon (LC/MS Pos early)
AN005135 | measurement_metadata | ION_MODE | POSITIVE
AN005135 | chromatography_metadata | CHROMATOGRAPHY_SUMMARY | Low pH polar (LC/MS Pos early)
AN005135 | chromatography_metadata | INSTRUMENT_NAME | Waters Acquity
AN005135 | chromatography_metadata | COLUMN_NAME | Waters Acquity BEH C18 (100 x 2.1mm, 1.7um)
AN005135 | chromatography_metadata | COLUMN_TEMPERATURE | 40-50
AN005135 | chromatography_metadata | FLOW_GRADIENT | Linear gradient from 5% B to 80% B over 3.35 minutes
AN005135 | chromatography_metadata | FLOW_RATE | 0.35 mL/min
AN005135 | chromatography_metadata | SOLVENT_A | 100% water; 0.1% formic acid; 0.05% PFPA, pH ~2.5
AN005135 | chromatography_metadata | SOLVENT_B | 100% methanol; 0.1% formic acid; 0.05% PFPA, pH ~2.5
AN005135 | chromatography_metadata | CHROMATOGRAPHY_TYPE | Reversed phase
AN005135 | missingness | n_missing | 1448
AN005135 | missingness | n_value | 16506
AN005135 | missingness | perc_missing | 8.77256755119351
AN005135 | binomial_statistics | estimate | 0.969613259668508
AN005135 | binomial_statistics | statistic | 1053
AN005135 | binomial_statistics | p.value | 1.3354785043938e-264
AN005135 | binomial_statistics | parameter | 1086
AN005135 | binomial_statistics | conf.low | 0.959578072635294
AN005135 | binomial_statistics | conf.high | 1
AN005135 | binomial_statistics | method | Exact binomial test
AN005135 | binomial_statistics | alternative | greater
AN005136 | measurement_metadata | INSTRUMENT_NAME | Thermo Q Exactive Orbitrap
AN005136 | measurement_metadata | INSTRUMENT_TYPE | Orbitrap
AN005136 | measurement_metadata | MS_TYPE | Other
AN005136 | measurement_metadata | MS_COMMENTS | Metabolon (LC/MS Pos late)
AN005136 | measurement_metadata | ION_MODE | POSITIVE
AN005136 | chromatography_metadata | CHROMATOGRAPHY_SUMMARY | Low pH Lipophilic (LC/MS Pos late)
AN005136 | chromatography_metadata | INSTRUMENT_NAME | Waters Acquity
AN005136 | chromatography_metadata | COLUMN_NAME | Waters Acquity BEH C18 (100 x 2.1mm, 1.7um)
AN005136 | chromatography_metadata | COLUMN_TEMPERATURE | 40-50
AN005136 | chromatography_metadata | FLOW_GRADIENT | Linear gradient from 40% B to 99.5% B over 1.0 minute, hold 99.5% B for 2.4 minutes.
AN005136 | chromatography_metadata | FLOW_RATE | 0.60 mL/min
AN005136 | chromatography_metadata | SOLVENT_A | 100% water; 0.1% formic acid; 0.05% PFPA, pH ~2.5
AN005136 | chromatography_metadata | SOLVENT_B | 50% methanol/50% acetonitrile; 0.1% formic acid; 0.05% PFPA, pH ~2.5
AN005136 | chromatography_metadata | CHROMATOGRAPHY_TYPE | Reversed phase
AN005136 | missingness | n_missing | 1479
AN005136 | missingness | n_value | 9513
AN005136 | missingness | perc_missing | 15.5471460107222
AN005136 | binomial_statistics | estimate | 0.959430604982206
AN005136 | binomial_statistics | statistic | 1348
AN005136 | binomial_statistics | p.value | 2.40609969524687e-321
AN005136 | binomial_statistics | parameter | 1405
AN005136 | binomial_statistics | conf.low | 0.949671921579479
AN005136 | binomial_statistics | conf.high | 1
AN005136 | binomial_statistics | method | Exact binomial test
AN005136 | binomial_statistics | alternative | greater
AN005137 | measurement_metadata | INSTRUMENT_NAME | Thermo Q Exactive Orbitrap
AN005137 | measurement_metadata | INSTRUMENT_TYPE | Orbitrap
AN005137 | measurement_metadata | MS_TYPE | Other
AN005137 | measurement_metadata | MS_COMMENTS | Metabolon (LC/MS Neg)
AN005137 | measurement_metadata | ION_MODE | NEGATIVE
AN005137 | chromatography_metadata | CHROMATOGRAPHY_SUMMARY | High pH (LC/MS Neg)
AN005137 | chromatography_metadata | INSTRUMENT_NAME | Waters Acquity
AN005137 | chromatography_metadata | COLUMN_NAME | Waters Acquity BEH C18 (100 x 2.1mm, 1.7um)
AN005137 | chromatography_metadata | COLUMN_TEMPERATURE | 40-50
AN005137 | chromatography_metadata | FLOW_GRADIENT | Linear gradient from 0.5 to 70% B over 4.0 minutes, then rapid gradient to 99% B in 0.5 minutes.
AN005137 | chromatography_metadata | FLOW_RATE | 0.35 mL/min
AN005137 | chromatography_metadata | SOLVENT_A | 100% water; 6.5 mM ammonium bicarbonate, pH 8
AN005137 | chromatography_metadata | SOLVENT_B | 95% methanol/5% water; 6.5 mM ammonium bicarbonate
AN005137 | chromatography_metadata | CHROMATOGRAPHY_TYPE | Reversed phase
AN005137 | missingness | n_missing | 4750
AN005137 | missingness | n_value | 22428
AN005137 | missingness | perc_missing | 21.1788835384341
AN005137 | binomial_statistics | estimate | 0.882153614457831
AN005137 | binomial_statistics | statistic | 2343
AN005137 | binomial_statistics | p.value | 0
AN005137 | binomial_statistics | parameter | 2656
AN005137 | binomial_statistics | conf.low | 0.871361160431001
AN005137 | binomial_statistics | conf.high | 1
AN005137 | binomial_statistics | method | Exact binomial test
AN005137 | binomial_statistics | alternative | greater
AN005138 | measurement_metadata | INSTRUMENT_NAME | Thermo Q Exactive Orbitrap
AN005138 | measurement_metadata | INSTRUMENT_TYPE | Orbitrap
AN005138 | measurement_metadata | MS_TYPE | Other
AN005138 | measurement_metadata | ION_MODE | NEGATIVE
AN005138 | measurement_metadata | MS_COMMENTS | Metabolon (LC/MS Polar)#_1 MS_METABOLITE_DATA
AN005138 | chromatography_metadata | CHROMATOGRAPHY_SUMMARY | HILIC (LC/MS Polar Neg)
AN005138 | chromatography_metadata | CHROMATOGRAPHY_TYPE | HILIC
AN005138 | chromatography_metadata | INSTRUMENT_NAME | Waters Acquity
AN005138 | chromatography_metadata | COLUMN_NAME | Waters Acquity BEH Amide (150 x 2.1mm, 1.7um)
AN005138 | chromatography_metadata | SOLVENT_A | 15% water/5% methanol/80% acetonitrile; 10 mM ammonium formate, (effective pH 10.16 with NH4OH)
AN005138 | chromatography_metadata | SOLVENT_B | 50% water/50% acetonitrile; 10 mM ammonium formate, (effective pH 10.60 with NH4OH)
AN005138 | chromatography_metadata | FLOW_GRADIENT | Linear gradient from 5% B to 50% B in 3.5 minutes, then linear gradient from 50% B to 95% B in 2 minutes.
AN005138 | chromatography_metadata | FLOW_RATE | 0.50 mL/min
AN005138 | chromatography_metadata | COLUMN_TEMPERATURE | 40-50
AN005138 | missingness | n_missing | 933
AN005138 | missingness | n_value | 6993
AN005138 | missingness | perc_missing | 13.3419133419133
AN005138 | binomial_statistics | estimate | 0.922256097560976
AN005138 | binomial_statistics | statistic | 605
AN005138 | binomial_statistics | p.value | 1.46976511892913e-121
AN005138 | binomial_statistics | parameter | 656
AN005138 | binomial_statistics | conf.low | 0.902841352667403
AN005138 | binomial_statistics | conf.high | 1
AN005138 | binomial_statistics | method | Exact binomial test
AN005138 | binomial_statistics | alternative | greater
AN005139 | measurement_metadata | INSTRUMENT_NAME | Thermo Q Exactive Orbitrap
AN005139 | measurement_metadata | INSTRUMENT_TYPE | Orbitrap
AN005139 | measurement_metadata | MS_TYPE | Other
AN005139 | measurement_metadata | MS_COMMENTS | Metabolon (LC/MS Pos early)
AN005139 | measurement_metadata | ION_MODE | POSITIVE
AN005139 | chromatography_metadata | CHROMATOGRAPHY_SUMMARY | Low pH polar (LC/MS Pos early)
AN005139 | chromatography_metadata | INSTRUMENT_NAME | Waters Acquity
AN005139 | chromatography_metadata | COLUMN_NAME | Waters Acquity BEH C18 (100 x 2.1mm, 1.7um)
AN005139 | chromatography_metadata | COLUMN_TEMPERATURE | 40-50
AN005139 | chromatography_metadata | FLOW_GRADIENT | Linear gradient from 5% B to 80% B over 3.35 minutes
AN005139 | chromatography_metadata | FLOW_RATE | 0.35 mL/min
AN005139 | chromatography_metadata | SOLVENT_A | 100% water; 0.1% formic acid; 0.05% PFPA, pH ~2.5
AN005139 | chromatography_metadata | SOLVENT_B | 100% methanol; 0.1% formic acid; 0.05% PFPA, pH ~2.5
AN005139 | chromatography_metadata | CHROMATOGRAPHY_TYPE | Reversed phase
AN005139 | missingness | n_missing | 1033
AN005139 | missingness | n_value | 16065
AN005139 | missingness | perc_missing | 6.43012760659819
AN005139 | binomial_statistics | estimate | 0.98013816925734
AN005139 | binomial_statistics | statistic | 1135
AN005139 | binomial_statistics | p.value | 2.36285530504528e-301
AN005139 | binomial_statistics | parameter | 1158
AN005139 | binomial_statistics | conf.low | 0.971977317382382
AN005139 | binomial_statistics | conf.high | 1
AN005139 | binomial_statistics | method | Exact binomial test
AN005139 | binomial_statistics | alternative | greater
AN005140 | measurement_metadata | INSTRUMENT_NAME | Thermo Q Exactive Orbitrap
AN005140 | measurement_metadata | INSTRUMENT_TYPE | Orbitrap
AN005140 | measurement_metadata | MS_TYPE | Other
AN005140 | measurement_metadata | MS_COMMENTS | Metabolon (LC/MS Pos late)
AN005140 | measurement_metadata | ION_MODE | POSITIVE
AN005140 | chromatography_metadata | CHROMATOGRAPHY_SUMMARY | Low pH Lipophilic (LC/MS Pos late)
AN005140 | chromatography_metadata | INSTRUMENT_NAME | Waters Acquity
AN005140 | chromatography_metadata | COLUMN_NAME | Waters Acquity BEH C18 (100 x 2.1mm, 1.7um)
AN005140 | chromatography_metadata | COLUMN_TEMPERATURE | 40-50
AN005140 | chromatography_metadata | FLOW_GRADIENT | Linear gradient from 40% B to 99.5% B over 1.0 minute, hold 99.5% B for 2.4 minutes.
AN005140 | chromatography_metadata | FLOW_RATE | 0.60 mL/min
AN005140 | chromatography_metadata | SOLVENT_A | 100% water; 0.1% formic acid; 0.05% PFPA, pH ~2.5
AN005140 | chromatography_metadata | SOLVENT_B | 50% methanol/50% acetonitrile; 0.1% formic acid; 0.05% PFPA, pH ~2.5
AN005140 | chromatography_metadata | CHROMATOGRAPHY_TYPE | Reversed phase
AN005140 | missingness | n_missing | 472
AN005140 | missingness | n_value | 8820
AN005140 | missingness | perc_missing | 5.35147392290249
AN005140 | binomial_statistics | estimate | 0.996158770806658
AN005140 | binomial_statistics | statistic | 778
AN005140 | binomial_statistics | p.value | 6.24279110861476e-228
AN005140 | binomial_statistics | parameter | 781
AN005140 | binomial_statistics | conf.low | 0.990102320011178
AN005140 | binomial_statistics | conf.high | 1
AN005140 | binomial_statistics | method | Exact binomial test
AN005140 | binomial_statistics | alternative | greater
AN005141 | measurement_metadata | INSTRUMENT_NAME | Thermo Q Exactive Orbitrap
AN005141 | measurement_metadata | INSTRUMENT_TYPE | Orbitrap
AN005141 | measurement_metadata | MS_TYPE | Other
AN005141 | measurement_metadata | MS_COMMENTS | Metabolon (LC/MS Neg)
AN005141 | measurement_metadata | ION_MODE | NEGATIVE
AN005141 | chromatography_metadata | CHROMATOGRAPHY_SUMMARY | High pH (LC/MS Neg)
AN005141 | chromatography_metadata | INSTRUMENT_NAME | Waters Acquity
AN005141 | chromatography_metadata | COLUMN_NAME | Waters Acquity BEH C18 (100 x 2.1mm, 1.7um)
AN005141 | chromatography_metadata | COLUMN_TEMPERATURE | 40-50
AN005141 | chromatography_metadata | FLOW_GRADIENT | Linear gradient from 0.5 to 70% B over 4.0 minutes, then rapid gradient to 99% B in 0.5 minutes.
AN005141 | chromatography_metadata | FLOW_RATE | 0.35 mL/min
AN005141 | chromatography_metadata | SOLVENT_A | 100% water; 6.5 mM ammonium bicarbonate, pH 8
AN005141 | chromatography_metadata | SOLVENT_B | 95% methanol/5% water; 6.5 mM ammonium bicarbonate
AN005141 | chromatography_metadata | CHROMATOGRAPHY_TYPE | Reversed phase
AN005141 | missingness | n_missing | 3946
AN005141 | missingness | n_value | 23247
AN005141 | missingness | perc_missing | 16.9742332343958
AN005141 | binomial_statistics | estimate | 0.943478260869565
AN005141 | binomial_statistics | statistic | 2604
AN005141 | binomial_statistics | p.value | 0
AN005141 | binomial_statistics | parameter | 2760
AN005141 | binomial_statistics | conf.low | 0.935710442591045
AN005141 | binomial_statistics | conf.high | 1
AN005141 | binomial_statistics | method | Exact binomial test
AN005141 | binomial_statistics | alternative | greater
AN005161 | measurement_metadata | INSTRUMENT_NAME | Thermo Q Exactive Orbitrap
AN005161 | measurement_metadata | INSTRUMENT_TYPE | Orbitrap
AN005161 | measurement_metadata | MS_TYPE | ESI
AN005161 | measurement_metadata | ION_MODE | UNSPECIFIED
AN005161 | measurement_metadata | MS_COMMENTS | Mass spectrometry (MS) was used with a heated electrospray ionization (H-ESI) source using polarity switching and the following settings: resolution of 70,000, spray voltages of 4250 V for positive mode and 3250 V for negative mode, sheath gas flow rate of 25 arbitrary units (AU), auxiliary gas flow rate of 15 AU, sweep gas flow rate of 0, capillary temperature of 275°C, and S-lens RF level of 50.0. The instrument was controlled with the Xcalibur 4.1.31.9 software (Thermo Fischer Scientific, Waltham, MA, USA). In data processing, peak integration was performed using TraceFinder 5.1 software (Thermo Fischer Scientific), and the confirmed retention times of 462 metabolites in an in-house library developed using the library kit MSMLS-1EA (Merck) were used. The peak area data were exported as an excel file for further analysis. Data quality was monitored throughout the run using a pooled sample as Quality Control (QC), which was prepared by pooling 5µL from each suspended sample and interspersed throughout the run as every 10th sample. After integration of QC data with TraceFinder 5.1, detected metabolites were checked for peak, and % RSD were calculated. An acceptance limit was set at ≤20%. Blank samples for carryover were injected after every fifth randomized sample to monitor the metabolites' carryover effect and were calculated against the mean QC area. The acceptance limit was set at ≤20% for each metabolite. Background % noise was calculated with respect to the first blank against the mean QC area, and the acceptance limit was set at ≤20% for each metabolite.
AN005161 | chromatography_metadata | CHROMATOGRAPHY_TYPE | HILIC
AN005161 | chromatography_metadata | INSTRUMENT_NAME | Thermo Vanquish
AN005161 | chromatography_metadata | COLUMN_NAME | Merck SeQuant ZIC-pHILIC (100 x 2.1mm,5um)
AN005161 | chromatography_metadata | SOLVENT_A | 100% water, 20mM Ammonium hydrogen carbonate, pH 9.4
AN005161 | chromatography_metadata | SOLVENT_B | 100% acetonitrile
AN005161 | chromatography_metadata | FLOW_GRADIENT | gradient elution began with 20% mobile phase A and 80% mobile phase B and was maintained until 2 minutes. Then, mobile phase A was gradually increased from 20% to 80% until 17 minutes, followed by a decrease from 80% to 20% in mobile phase A from 17.1 minutes and maintained up to 24 minutes.
AN005161 | chromatography_metadata | FLOW_RATE | 0.100 mL/minute
AN005161 | chromatography_metadata | COLUMN_TEMPERATURE | 40 ± 3
AN005161 | missingness | n_missing | 1049
AN005161 | missingness | n_value | 5575
AN005161 | missingness | perc_missing | 18.8161434977578
AN005161 | binomial_statistics | estimate | 0.971119133574007
AN005161 | binomial_statistics | statistic | 269
AN005161 | binomial_statistics | p.value | 3.29396036862197e-69
AN005161 | binomial_statistics | parameter | 277
AN005161 | binomial_statistics | conf.low | 0.948493868394557
AN005161 | binomial_statistics | conf.high | 1
AN005161 | binomial_statistics | method | Exact binomial test
AN005161 | binomial_statistics | alternative | greater
AN005186 | measurement_metadata | INSTRUMENT_NAME | Thermo Q Exactive Orbitrap
AN005186 | measurement_metadata | INSTRUMENT_TYPE | Orbitrap
AN005186 | measurement_metadata | MS_TYPE | Other
AN005186 | measurement_metadata | ION_MODE | UNSPECIFIED
AN005186 | measurement_metadata | MS_COMMENTS | The raw data files generated by UPLC-MS/MS were processed using the MassLynx software (v4.1, Waters, Milford, MA, USA) to perform peak integration, calibration, and quantitation for each metabolite.
AN005186 | chromatography_metadata | CHROMATOGRAPHY_TYPE | HILIC
AN005186 | chromatography_metadata | INSTRUMENT_NAME | Thermo Orbitrap Q-Exactive
AN005186 | chromatography_metadata | COLUMN_NAME | Thermo Orbitrap Q-Exactive
AN005186 | chromatography_metadata | SOLVENT_A | ammonium carbonate
AN005186 | chromatography_metadata | SOLVENT_B | acetonitrile
AN005186 | chromatography_metadata | FLOW_GRADIENT | mobile phase gradient
AN005186 | chromatography_metadata | FLOW_RATE | 0.2 ml/min
AN005186 | chromatography_metadata | COLUMN_TEMPERATURE | 45
AN005186 | missingness | n_missing | 915
AN005186 | missingness | n_value | 14874
AN005186 | missingness | perc_missing | 6.15167406212182
AN005186 | binomial_statistics | estimate | 0.801266439357038
AN005186 | binomial_statistics | statistic | 1645
AN005186 | binomial_statistics | p.value | 1.10876640779745e-175
AN005186 | binomial_statistics | parameter | 2053
AN005186 | binomial_statistics | conf.low | 0.786221238252571
AN005186 | binomial_statistics | conf.high | 1
AN005186 | binomial_statistics | method | Exact binomial test
AN005186 | binomial_statistics | alternative | greater
AN005215 | measurement_metadata | INSTRUMENT_NAME | ABI SCIEX Triple Quad 5500+ LC-MS/MS
AN005215 | measurement_metadata | INSTRUMENT_TYPE | Triple quadrupole
AN005215 | measurement_metadata | MS_TYPE | ESI
AN005215 | measurement_metadata | ION_MODE | POSITIVE
AN005215 | measurement_metadata | MS_COMMENTS | Within each batch, normalization was performed by dividing the level of each metabolite by the average value of the first and last QC samples in that batch. Subsequently, a cross-sample total sum correction was conducted for all metabolites. Then, the data was mean-centered and divided by the standard deviation of each variable for standardization. Finally, a log10 transformation was applied to the data. We further removed metabolites with a coefficient of variation (CV) greater than 0.35 and any metabolites with more than 50% missing values within any group (RA, at-risk of RA, and Health). For analyses intolerant to missing data, any missing values are substituted with 1/5 of the minimum positive value of their corresponding variables.
AN005215 | chromatography_metadata | CHROMATOGRAPHY_SUMMARY | SCIEX ExionLC UHPLC system coupled with a SCIEX Triple Quad 5500+ LC-MS/MS
AN005215 | chromatography_metadata | CHROMATOGRAPHY_TYPE | HILIC
AN005215 | chromatography_metadata | INSTRUMENT_NAME | SCIEX ExionLC UHPLC
AN005215 | chromatography_metadata | COLUMN_NAME | Waters ACQUITY UPLC BEH Amide (100 x 2.1mm,1.7um)
AN005215 | chromatography_metadata | SOLVENT_A | 90% water/10% acetonitrile; 10 mM ammonium acetate; 0.2% acetic acid
AN005215 | chromatography_metadata | SOLVENT_B | 90% acetonitrile/10% water; 10 mM ammonium acetate; 0.2% acetic acid
AN005215 | chromatography_metadata | FLOW_GRADIENT | 1.5 min, 90% B; 5 min, 45% B; 10 min, 45% B; 12 min, 90% B; 25 min, 90% B
AN005215 | chromatography_metadata | FLOW_RATE | 0.3 mL/min
AN005215 | chromatography_metadata | COLUMN_TEMPERATURE | 40°C
AN005215 | missingness | n_missing | 7181
AN005215 | missingness | n_value | 81081
AN005215 | missingness | perc_missing | 8.85657552324219
AN005215 | binomial_statistics | estimate | 0.57063993607903
AN005215 | binomial_statistics | statistic | 7856
AN005215 | binomial_statistics | p.value | 3.73228414965666e-62
AN005215 | binomial_statistics | parameter | 13767
AN005215 | binomial_statistics | conf.low | 0.563654005729749
AN005215 | binomial_statistics | conf.high | 1
AN005215 | binomial_statistics | method | Exact binomial test
AN005215 | binomial_statistics | alternative | greater
AN005216 | measurement_metadata | INSTRUMENT_NAME | ABI SCIEX Triple Quad 5500+ LC-MS/MS
AN005216 | measurement_metadata | INSTRUMENT_TYPE | Triple quadrupole
AN005216 | measurement_metadata | MS_TYPE | ESI
AN005216 | measurement_metadata | ION_MODE | NEGATIVE
AN005216 | measurement_metadata | MS_COMMENTS | Within each batch, normalization was performed by dividing the level of each metabolite by the average value of the first and last QC samples in that batch. Subsequently, a cross-sample total sum correction was conducted for all metabolites. Then, the data was mean-centered and divided by the standard deviation of each variable for standardization. Finally, a log10 transformation was applied to the data. We further removed metabolites with a coefficient of variation (CV) greater than 0.35 and any metabolites with more than 50% missing values within any group (RA, at-risk of RA, and Health). For analyses intolerant to missing data, any missing values are substituted with 1/5 of the minimum positive value of their corresponding variables.
AN005216 | chromatography_metadata | CHROMATOGRAPHY_SUMMARY | SCIEX ExionLC UHPLC system coupled with a SCIEX Triple Quad 5500+ LC-MS/MS
AN005216 | chromatography_metadata | CHROMATOGRAPHY_TYPE | HILIC
AN005216 | chromatography_metadata | INSTRUMENT_NAME | SCIEX ExionLC UHPLC
AN005216 | chromatography_metadata | COLUMN_NAME | Waters ACQUITY UPLC BEH Amide (100 x 2.1mm,1.7um)
AN005216 | chromatography_metadata | SOLVENT_A | 90% water/10% acetonitrile; 10 mM ammonium acetate; 0.2% acetic acid
AN005216 | chromatography_metadata | SOLVENT_B | 90% acetonitrile/10% water; 10 mM ammonium acetate; 0.2% acetic acid
AN005216 | chromatography_metadata | FLOW_GRADIENT | 1.5 min, 90% B; 5 min, 45% B; 10 min, 45% B; 12 min, 90% B; 25 min, 90% B
AN005216 | chromatography_metadata | FLOW_RATE | 0.3 mL/min
AN005216 | chromatography_metadata | COLUMN_TEMPERATURE | 40°C
AN005216 | missingness | n_missing | 6069
AN005216 | missingness | n_value | 131868
AN005216 | missingness | perc_missing | 4.6023296023296
AN005216 | binomial_statistics | estimate | 0.541991341991342
AN005216 | binomial_statistics | statistic | 13146
AN005216 | binomial_statistics | p.value | 2.12236579124266e-39
AN005216 | binomial_statistics | parameter | 24255
AN005216 | binomial_statistics | conf.low | 0.536705105266732
AN005216 | binomial_statistics | conf.high | 1
AN005216 | binomial_statistics | method | Exact binomial test
AN005216 | binomial_statistics | alternative | greater
AN005217 | measurement_metadata | INSTRUMENT_NAME | Thermo Q Exactive Orbitrap
AN005217 | measurement_metadata | INSTRUMENT_TYPE | Orbitrap
AN005217 | measurement_metadata | MS_TYPE | Other
AN005217 | measurement_metadata | ION_MODE | POSITIVE
AN005217 | measurement_metadata | MS_COMMENTS | Metabolon (LC/MS Pos early)
AN005217 | chromatography_metadata | CHROMATOGRAPHY_SUMMARY | Low pH polar (LC/MS Pos early)
AN005217 | chromatography_metadata | CHROMATOGRAPHY_TYPE | Reversed phase
AN005217 | chromatography_metadata | INSTRUMENT_NAME | Waters Acquity
AN005217 | chromatography_metadata | COLUMN_NAME | Waters ACQUITY UPLC BEH C18 (100 x 2.1mm,1.7um)
AN005217 | chromatography_metadata | SOLVENT_A | 100% water; 0.1% formic acid; 0.05% PFPA, pH ~2.5
AN005217 | chromatography_metadata | SOLVENT_B | 100% methanol; 0.1% formic acid; 0.05% PFPA, pH ~2.5
AN005217 | chromatography_metadata | FLOW_GRADIENT | Linear gradient from 5% B to 80% B over 3.35 minutes
AN005217 | chromatography_metadata | FLOW_RATE | 0.35 mL/min
AN005217 | chromatography_metadata | COLUMN_TEMPERATURE | 40-50
AN005217 | missingness | n_missing | 444
AN005217 | missingness | n_value | 7220
AN005217 | missingness | perc_missing | 6.14958448753463
AN005217 | binomial_statistics | estimate | 0.853953488372093
AN005217 | binomial_statistics | statistic | 918
AN005217 | binomial_statistics | p.value | 1.34665889375127e-131
AN005217 | binomial_statistics | parameter | 1075
AN005217 | binomial_statistics | conf.low | 0.835053031754567
AN005217 | binomial_statistics | conf.high | 1
AN005217 | binomial_statistics | method | Exact binomial test
AN005217 | binomial_statistics | alternative | greater
AN005219 | measurement_metadata | INSTRUMENT_NAME | Thermo Q Exactive Orbitrap
AN005219 | measurement_metadata | INSTRUMENT_TYPE | Orbitrap
AN005219 | measurement_metadata | MS_TYPE | Other
AN005219 | measurement_metadata | ION_MODE | NEGATIVE
AN005219 | measurement_metadata | MS_COMMENTS | Metabolon (LC/MS Neg)
AN005219 | chromatography_metadata | CHROMATOGRAPHY_SUMMARY | High pH (LC/MS Neg)
AN005219 | chromatography_metadata | CHROMATOGRAPHY_TYPE | Reversed phase
AN005219 | chromatography_metadata | INSTRUMENT_NAME | Waters Acquity
AN005219 | chromatography_metadata | COLUMN_NAME | Waters ACQUITY UPLC BEH C18 (100 x 2.1mm,1.7um)
AN005219 | chromatography_metadata | SOLVENT_A | 100% water; 6.5 mM ammonium bicarbonate, pH 8
AN005219 | chromatography_metadata | SOLVENT_B | 95% methanol/5% water; 6.5 mM ammonium bicarbonate
AN005219 | chromatography_metadata | FLOW_GRADIENT | Linear gradient from 0.5 to 70% B over 4.0 minutes, then rapid gradient to 99% B in 0.5 minutes.
AN005219 | chromatography_metadata | FLOW_RATE | 0.35 mL/min
AN005219 | chromatography_metadata | COLUMN_TEMPERATURE | 40-50
AN005219 | missingness | n_missing | 669
AN005219 | missingness | n_value | 4940
AN005219 | missingness | perc_missing | 13.5425101214575
AN005219 | binomial_statistics | estimate | 0.81078967943706
AN005219 | binomial_statistics | statistic | 1037
AN005219 | binomial_statistics | p.value | 9.85475965177784e-118
AN005219 | binomial_statistics | parameter | 1279
AN005219 | binomial_statistics | conf.low | 0.791860481381172
AN005219 | binomial_statistics | conf.high | 1
AN005219 | binomial_statistics | method | Exact binomial test
AN005219 | binomial_statistics | alternative | greater
AN005229 | measurement_metadata | INSTRUMENT_NAME | Thermo Q Exactive Orbitrap
AN005229 | measurement_metadata | INSTRUMENT_TYPE | Orbitrap
AN005229 | measurement_metadata | MS_TYPE | ESI
AN005229 | measurement_metadata | ION_MODE | POSITIVE
AN005229 | measurement_metadata | MS_COMMENTS | The Q Exactive was run independently in positive and negative ion mode, scanning using full MS from 125-1500 m/z at 70,000 resolution and top 10 data-dependent MS2 at 17,500 resolution. Electrospray ionization was achieved with 45 Arb sheath gas, 25 Arb auxiliary gas, and 4 kV spray voltage. Calibration was performed prior to the run using the PierceTM Positive and Negative Ion Calibration Solutions (Thermo Fisher Scientific). Run order of samples was randomized and technical replicates were injected after every 4 samples to assess quality control.
AN005229 | chromatography_metadata | CHROMATOGRAPHY_SUMMARY | Positive C18 global lipidomics
AN005229 | chromatography_metadata | CHROMATOGRAPHY_TYPE | Reversed phase
AN005229 | chromatography_metadata | INSTRUMENT_NAME | Thermo Vanquish
AN005229 | chromatography_metadata | COLUMN_NAME | Phenomenex Kinetex C18 (30 x 2.1mm,1.7um)
AN005229 | chromatography_metadata | SOLVENT_A | 75% water/25% acetonitrile; 5 mM ammonium acetate
AN005229 | chromatography_metadata | SOLVENT_B | 90% isopropanol/10% acetonitrile; 5 mM ammonium acetate
AN005229 | chromatography_metadata | FLOW_GRADIENT | 0-3 min 30-100% B at 0.3 mL/min, 3-4.2 min hold at 100% B at 0.3 mL/min, 4.2-4.3 min 100-30% B at 0.4 mL/min, 4.3-4.9 min hold at 30%B and 0.4 mL/min, 4.9-5 min hold at 30%B while lowering flow rate to 0.3 mL/min
AN005229 | chromatography_metadata | FLOW_RATE | 0.3-0.4 ml/min
AN005229 | chromatography_metadata | COLUMN_TEMPERATURE | 45
AN005229 | chromatography_metadata | SAMPLE_INJECTION | 10 uL
AN005229 | missingness | n_missing | 94
AN005229 | missingness | n_value | 12360
AN005229 | missingness | perc_missing | 0.760517799352751
AN005229 | binomial_statistics | estimate | 0.959183673469388
AN005229 | binomial_statistics | statistic | 188
AN005229 | binomial_statistics | p.value | 4.85819191705293e-46
AN005229 | binomial_statistics | parameter | 196
AN005229 | binomial_statistics | conf.low | 0.927560660983533
AN005229 | binomial_statistics | conf.high | 1
AN005229 | binomial_statistics | method | Exact binomial test
AN005229 | binomial_statistics | alternative | greater
AN005232 | measurement_metadata | INSTRUMENT_NAME | Thermo Q Exactive Orbitrap
AN005232 | measurement_metadata | INSTRUMENT_TYPE | Orbitrap
AN005232 | measurement_metadata | MS_TYPE | ESI
AN005232 | measurement_metadata | ION_MODE | POSITIVE
AN005232 | measurement_metadata | MS_COMMENTS | The Q Exactive was run independently in positive and negative ion mode, scanning using full MS from 125-1500 m/z at 70,000 resolution and top 10 data-dependent MS2 at 17,500 resolution. Electrospray ionization was achieved with 45 Arb sheath gas, 25 Arb auxiliary gas, and 4 kV spray voltage. Calibration was performed prior to the run using the PierceTM Positive and Negative Ion Calibration Solutions (Thermo Fisher Scientific). Run order of samples was randomized and technical replicates were injected after every 4 samples to assess quality control.
AN005232 | chromatography_metadata | CHROMATOGRAPHY_SUMMARY | Positive C18 global lipidomics
AN005232 | chromatography_metadata | CHROMATOGRAPHY_TYPE | Reversed phase
AN005232 | chromatography_metadata | INSTRUMENT_NAME | Thermo Vanquish
AN005232 | chromatography_metadata | COLUMN_NAME | Phenomenex Kinetex C18 (30 x 2.1mm,1.7um)
AN005232 | chromatography_metadata | SOLVENT_A | 75% water/25% acetonitrile; 5 mM ammonium acetate
AN005232 | chromatography_metadata | SOLVENT_B | 90% isopropanol/10% acetonitrile; 5 mM ammonium acetate
AN005232 | chromatography_metadata | FLOW_GRADIENT | 0-3 min 30-100% B at 0.3 mL/min, 3-4.2 min hold at 100% B at 0.3 mL/min, 4.2-4.3 min 100-30% B at 0.4 mL/min, 4.3-4.9 min hold at 30%B and 0.4 mL/min, 4.9-5 min hold at 30%B while lowering flow rate to 0.3 mL/min
AN005232 | chromatography_metadata | FLOW_RATE | 0.3-0.4 ml/min
AN005232 | chromatography_metadata | COLUMN_TEMPERATURE | 45
AN005232 | chromatography_metadata | SAMPLE_INJECTION | 10 uL
AN005232 | missingness | n_missing | 105
AN005232 | missingness | n_value | 9912
AN005232 | missingness | perc_missing | 1.0593220338983
AN005232 | binomial_statistics | estimate | 0.971631205673759
AN005232 | binomial_statistics | statistic | 137
AN005232 | binomial_statistics | p.value | 5.82743468180439e-36
AN005232 | binomial_statistics | parameter | 141
AN005232 | binomial_statistics | conf.low | 0.936260747735378
AN005232 | binomial_statistics | conf.high | 1
AN005232 | binomial_statistics | method | Exact binomial test
AN005232 | binomial_statistics | alternative | greater
AN005251 | measurement_metadata | INSTRUMENT_NAME | Bruker timsTOF
AN005251 | measurement_metadata | INSTRUMENT_TYPE | QTOF
AN005251 | measurement_metadata | MS_TYPE | ESI
AN005251 | measurement_metadata | ION_MODE | POSITIVE
AN005251 | measurement_metadata | MS_COMMENTS | The MS analysis was performed using a TimsTOF (Bruker, Darmstadt, Germany) with Apollo II electrospray ionization (ESI) source. The drying gas was set to flow at 10 L/min and the drying temperature to 220C and the nebulizer pressure to 2.2 bar. The capillary voltage was 4500 V and the end plate offset 500V. For metabolomics the scan range was 20-1300 m/z. The collision energy was set to 20 eV, the cycle time to 0.5 seconds with a relative minimum intensity threshold of 400 counts per thousand and target intensity of 20,000. Sodium formate was injected as an external calibrant in the first 0.3 minutes of each LC-MS/MS run. MetaboScape 4.0 software was used for metabolite processing and statistical analysis (Bruker Daltonics). The following parameters for molecular feature identification and "bucketing" were set in the T-ReX 2D/3D workflow: For peak detection, a minimum intensity threshold of 1,000 counts is required, as well as a minimum peak duration of 7 spectra, with feature quantification determine using peak area. The file masses were recalibrated based on the external calibrant injected between 0-0.3 min.
AN005251 | chromatography_metadata | CHROMATOGRAPHY_SUMMARY | Samples were chromatographically separated by inline reversed-phase chromatography using the Elute HPG 1300 pumps and Elute Autosampler (Bruker, Darmstadt, Germany) with solvent A 0.1% FA in HPLC grade water and solvent B 0.1% FA in ACN. A Hamilton Intensity Solo 2 C18 column (100 mm x 2.1 mm, 1.8µm beads) was maintained at 35C. For metabolomics, 10 µL was injected twice for each sample and eluted using a 30-minute gradient as follows: 1% ACN was held for 2 minutes, ramping to 99% ACN over 15 minutes, held at 99% ACN for 3 minutes before re-equilibrating to 1% ACN for 10 minutes. Flow rates were 250 µL/min for elution and 350 µL/min for re-equilibration.
AN005251 | chromatography_metadata | CHROMATOGRAPHY_TYPE | Reversed phase
AN005251 | chromatography_metadata | INSTRUMENT_NAME | Bruker Elute
AN005251 | chromatography_metadata | COLUMN_NAME | Hamilton Intensity Solo 2 C18 (100 x 2.1 mm, 1.8 um)
AN005251 | chromatography_metadata | SOLVENT_A | 100% water; 0.1% formic acid
AN005251 | chromatography_metadata | SOLVENT_B | 100% acetonitrile; 0.1% formic acid
AN005251 | chromatography_metadata | FLOW_GRADIENT | 1%B to 99%B in 15 min
AN005251 | chromatography_metadata | FLOW_RATE | 250 uL/min
AN005251 | chromatography_metadata | COLUMN_TEMPERATURE | 35
AN005251 | missingness | n_missing | 516
AN005251 | missingness | n_value | 6688
AN005251 | missingness | perc_missing | 7.71531100478469
AN005251 | binomial_statistics | estimate | 0.72712146422629
AN005251 | binomial_statistics | statistic | 874
AN005251 | binomial_statistics | p.value | 5.43155213220884e-58
AN005251 | binomial_statistics | parameter | 1202
AN005251 | binomial_statistics | conf.low | 0.70517361316966
AN005251 | binomial_statistics | conf.high | 1
AN005251 | binomial_statistics | method | Exact binomial test
AN005251 | binomial_statistics | alternative | greater
AN005270 | measurement_metadata | INSTRUMENT_NAME | Thermo Q Exactive Plus Orbitrap
AN005270 | measurement_metadata | INSTRUMENT_TYPE | Orbitrap
AN005270 | measurement_metadata | MS_TYPE | ESI
AN005270 | measurement_metadata | ION_MODE | POSITIVE
AN005270 | measurement_metadata | MS_COMMENTS | The mass spectrometer was set to full scan (70-1000 m/z), with the spray voltage set to 4.0 kV, heated capillary to 350°C, and the HESI probe at 30 °C. The sheath gas flow was set at 10 units, auxiliary gas at 1 units, and sweep gas flow at 1 unit. The resolution of scan was set to 70,000, AGC target to 1x106, and maximum injection time at 20 msec. Data acquired by Thermo Fisher's Xcalibur software and analyzed by their Tracefinder software. The raw files provided contain data from both positive and negative ion mode.
AN005270 | chromatography_metadata | CHROMATOGRAPHY_TYPE | HILIC
AN005270 | chromatography_metadata | INSTRUMENT_NAME | Thermo Vanquish
AN005270 | chromatography_metadata | COLUMN_NAME | Merck SeQuant ZIC-HILIC (150 x 2.1mm,5um)
AN005270 | chromatography_metadata | SOLVENT_A | 100% water; 0.1% ammonium hydroxide; 20mM ammonium carbonate
AN005270 | chromatography_metadata | SOLVENT_B | 100% acetonitrile
AN005270 | chromatography_metadata | FLOW_GRADIENT | 20 min, 80% - 20% B; 0.5 min, 20% - 80% B; 7.5min, 80% B
AN005270 | chromatography_metadata | FLOW_RATE | 0.15ml/min
AN005270 | chromatography_metadata | COLUMN_TEMPERATURE | 25
AN005270 | missingness | n_missing | 399
AN005270 | missingness | n_value | 3045
AN005270 | missingness | perc_missing | 13.1034482758621
AN005270 | binomial_statistics | estimate | 0.755417956656347
AN005270 | binomial_statistics | statistic | 244
AN005270 | binomial_statistics | p.value | 4.83103627621924e-21
AN005270 | binomial_statistics | parameter | 323
AN005270 | binomial_statistics | conf.low | 0.71286398579787
AN005270 | binomial_statistics | conf.high | 1
AN005270 | binomial_statistics | method | Exact binomial test
AN005270 | binomial_statistics | alternative | greater
AN005271 | measurement_metadata | INSTRUMENT_NAME | Thermo Q Exactive Plus Orbitrap
AN005271 | measurement_metadata | INSTRUMENT_TYPE | Orbitrap
AN005271 | measurement_metadata | MS_TYPE | ESI
AN005271 | measurement_metadata | ION_MODE | NEGATIVE
AN005271 | measurement_metadata | MS_COMMENTS | The mass spectrometer had the spray voltage set to 4.0 kV, heated capillary to 350°C, and the HESI probe at 30 °C. The sheath gas flow was set at 10 units, auxiliary gas at 1 units, and sweep gas flow at 1 unit. An additional scan between 220-700 m/z was used to enhance nucleotide detection in the negative mode as well with the maximum injection time set to 80 msec. Data acquired by Thermo Fisher's Xcalibur software and analyzed by their Tracefinder software. The raw files provided contain data from both positive and negative ion mode.
AN005271 | chromatography_metadata | CHROMATOGRAPHY_TYPE | HILIC
AN005271 | chromatography_metadata | INSTRUMENT_NAME | Thermo Vanquish
AN005271 | chromatography_metadata | COLUMN_NAME | Merck SeQuant ZIC-HILIC (150 x 2.1mm,5um)
AN005271 | chromatography_metadata | SOLVENT_A | 100% water; 0.1% ammonium hydroxide; 20mM ammonium carbonate
AN005271 | chromatography_metadata | SOLVENT_B | 100% acetonitrile
AN005271 | chromatography_metadata | FLOW_GRADIENT | 20 min, 80% - 20% B; 0.5 min, 20% - 80% B; 7.5min, 80% B
AN005271 | chromatography_metadata | FLOW_RATE | 0.15ml/min
AN005271 | chromatography_metadata | COLUMN_TEMPERATURE | 25
AN005271 | missingness | n_missing | 562
AN005271 | missingness | n_value | 4683
AN005271 | missingness | perc_missing | 12.0008541533205
AN005271 | binomial_statistics | estimate | 0.706293706293706
AN005271 | binomial_statistics | statistic | 303
AN005271 | binomial_statistics | p.value | 3.26973527953583e-18
AN005271 | binomial_statistics | parameter | 429
AN005271 | binomial_statistics | conf.low | 0.667966770591456
AN005271 | binomial_statistics | conf.high | 1
AN005271 | binomial_statistics | method | Exact binomial test
AN005271 | binomial_statistics | alternative | greater
AN005315 | measurement_metadata | INSTRUMENT_NAME | ABI Sciex 6500+
AN005315 | measurement_metadata | INSTRUMENT_TYPE | QTRAP
AN005315 | measurement_metadata | MS_TYPE | ESI
AN005315 | measurement_metadata | ION_MODE | NEGATIVE
AN005315 | measurement_metadata | MS_COMMENTS | Targeted MRM with pre-optimized settings and subsequent automated integration of selected signals using Analyst 1.6.3 or Analyst 1.7.1 (Sciex).
AN005315 | chromatography_metadata | CHROMATOGRAPHY_SUMMARY | Chromatographic separation of phospholipids was carried out on an Acquity BEH C8 column (1.7 μm, 2.1×100 mm, Waters, Milford, MA) using an Acquity UHPLC.
AN005315 | chromatography_metadata | CHROMATOGRAPHY_TYPE | Reversed phase
AN005315 | chromatography_metadata | INSTRUMENT_NAME | Waters Acquity H-Class
AN005315 | chromatography_metadata | COLUMN_NAME | Waters ACQUITY UPLC BEH C8 (100 x 2.1mm,1.7um)
AN005315 | chromatography_metadata | SOLVENT_A | water/acetonitrile 90/10, 2 mM ammonium acetate
AN005315 | chromatography_metadata | SOLVENT_B | water/acetonitrile 5/95, 2 mM ammonium acetate
AN005315 | chromatography_metadata | FLOW_GRADIENT | The gradient was ramped from 75 to 85% B over 5 min and further increased to 100% B within 2 min, followed by isocratic elution for another 2 min
AN005315 | chromatography_metadata | FLOW_RATE | 0.75 ml/min
AN005315 | chromatography_metadata | COLUMN_TEMPERATURE | 45
AN005315 | missingness | n_missing | 2466
AN005315 | missingness | n_value | 6576
AN005315 | missingness | perc_missing | 37.5
AN005315 | binomial_statistics | estimate | 0.505614657210402
AN005315 | binomial_statistics | statistic | 1711
AN005315 | binomial_statistics | p.value | 0.262377206194048
AN005315 | binomial_statistics | parameter | 3384
AN005315 | binomial_statistics | conf.low | 0.491330357624323
AN005315 | binomial_statistics | conf.high | 1
AN005315 | binomial_statistics | method | Exact binomial test
AN005315 | binomial_statistics | alternative | greater
AN005322 | measurement_metadata | INSTRUMENT_NAME | Thermo Q Exactive Plus Orbitrap
AN005322 | measurement_metadata | INSTRUMENT_TYPE | Orbitrap
AN005322 | measurement_metadata | MS_TYPE | ESI
AN005322 | measurement_metadata | ION_MODE | UNSPECIFIED
AN005322 | measurement_metadata | MS_COMMENTS | A 15μl aliquot of the sample was used for high-resolution HPLC-tandem mass spectrometry. High-resolution HPLC-tandem mass spectrometry was performed on a Q-Exactive (ThermoFisher Scientific) in line with an electrospray source and an UltiMate 3000 (ThermoFisher Scientific) series HPLC consisting of a binary pump, degasser and autosampler outfitted with a Xbridge Amide column (Waters; 4.6 mm × 100 mm dimension and a 3.5 μm particle size). Mobile phase A contained water and acetonitrile (95/5, v/v), 10 mM ammonium hydroxide and 10 mM ammonium acetate (pH 9.0). Mobile phase B was 100% acetonitrile. The gradient was set to 0 min, 15% A; 2.5 min, 30% A; 7 min, 43% A; 16 min, 62% A; 16.1–18 min, 75% A; 18–25 min, 15% A, with a flow rate of 400 μl min–1. The capillary of the electrospray ionization source was set to 275 °C, with sheath gas at 45 arbitrary units, auxiliary gas at 5 arbitrary units and the spray voltage at 4.0 kV. A mass/charge ratio scan ranging from 70 to 850 was used in positive/negative polarity switching mode. MS1 data were collected at a resolution The automatic gain control (AGC) target was set at 1 × 106, with a maximum injection time of 200 ms. The top five precursor ions were fragmented using the higher-energy collisional dissociation cell with normalized collision energy of 30% in MS2 at a resolution of 17,500. Data were acquired with Xcalibur software (v.4.1; ThermoFisher Scientific).
AN005322 | chromatography_metadata | CHROMATOGRAPHY_SUMMARY | Solvent A at pH 9.0
AN005322 | chromatography_metadata | CHROMATOGRAPHY_TYPE | HILIC
AN005322 | chromatography_metadata | INSTRUMENT_NAME | Thermo Dionex Ultimate 3000
AN005322 | chromatography_metadata | COLUMN_NAME | Waters XBridge BEH Amide (100 x 3mm, 3.5um)
AN005322 | chromatography_metadata | SOLVENT_A | 95% water/5% acetonitrile; 20 mM ammonium hydroxide; 20 mM ammonium acetate
AN005322 | chromatography_metadata | SOLVENT_B | 100% acetonitrile
AN005322 | chromatography_metadata | FLOW_GRADIENT | 0 min, 15% A; 2.5 min, 30% A; 7 min, 43% A; 16 min, 62% A; 16.1 to 18 min, 75% A; and 18 to 25 min, 15% A
AN005322 | chromatography_metadata | FLOW_RATE | 400 uL/min
AN005322 | chromatography_metadata | COLUMN_TEMPERATURE | 25
AN005322 | chromatography_metadata | INJECTION_TEMPERATURE | 275
AN005322 | missingness | n_missing | 583
AN005322 | missingness | n_value | 2415
AN005322 | missingness | perc_missing | 24.1407867494824
AN005322 | binomial_statistics | estimate | 0.75
AN005322 | binomial_statistics | statistic | 438
AN005322 | binomial_statistics | p.value | 3.78419454955901e-35
AN005322 | binomial_statistics | parameter | 584
AN005322 | binomial_statistics | conf.low | 0.718765787141243
AN005322 | binomial_statistics | conf.high | 1
AN005322 | binomial_statistics | method | Exact binomial test
AN005322 | binomial_statistics | alternative | greater
AN005330 | measurement_metadata | INSTRUMENT_NAME | ABI Sciex 6500 QTrap
AN005330 | measurement_metadata | INSTRUMENT_TYPE | QTRAP
AN005330 | measurement_metadata | MS_TYPE | API
AN005330 | measurement_metadata | ION_MODE | POSITIVE
AN005330 | measurement_metadata | MS_COMMENTS | Targeted metabolite profiling was performed using MS multiple reaction-monitoring transitions. Multiple Reaction Monitoring (MRM) Q1/Q3 peak integration of the raw data files (Analyst software, v.1.6.2; ABSciex) was performed using software MultiQuant 3.0 (ABSciex).
AN005330 | chromatography_metadata | CHROMATOGRAPHY_SUMMARY | Chromatographic method to detect analytes such as amino acids, endocannabinoids, fatty acid β-oxidation intermediates, gut-derived metabolites, nucleotides, neurotransmitters, cofactors and vitamins.
AN005330 | chromatography_metadata | CHROMATOGRAPHY_TYPE | Reversed phase
AN005330 | chromatography_metadata | INSTRUMENT_NAME | Agilent 1260
AN005330 | chromatography_metadata | COLUMN_NAME | Waters Atlantis T3 (150 x 4.6mm,5um)
AN005330 | chromatography_metadata | SOLVENT_A | 100% water; 0.1% formic acid; 10 mM ammonium formate (pH ~2.5)
AN005330 | chromatography_metadata | SOLVENT_B | 100% acetonitrile; 0.1% formic acid
AN005330 | chromatography_metadata | FLOW_GRADIENT | The LC gradient program begins with an initial condition of 5% solvent A and 95% solvent B, with a flow rate of 0.25 mL/min, which is held for 0.5 minutes to establish system equilibration. The gradient then proceeds as follows: at 6 minutes, the mobile phase composition shifts to 60% solvent A and 40% solvent B for 3minutes; at 10 minutes, it changes back to 5% solvent A and 95% solvent B; at 11 minutes, the flow rate increases to 0.4 mL/min while maintaining a composition of 5% solvent A and 95% solvent B for a duration of 12.5 minutes; and at 24.5 minutes, the flow rate decreases back to 0.25 mL/min. The final condition is maintained for 1 minutes to ensure stability before subsequent analyses.
AN005330 | chromatography_metadata | FLOW_RATE | 0.250 – 0.400 mL/min
AN005330 | chromatography_metadata | COLUMN_TEMPERATURE | 40
AN005330 | missingness | n_missing | 11
AN005330 | missingness | n_value | 3131
AN005330 | missingness | perc_missing | 0.351325455126158
AN005330 | binomial_statistics | estimate | 1
AN005330 | binomial_statistics | statistic | 27
AN005330 | binomial_statistics | p.value | 7.45058059692382e-09
AN005330 | binomial_statistics | parameter | 27
AN005330 | binomial_statistics | conf.low | 0.894980769823656
AN005330 | binomial_statistics | conf.high | 1
AN005330 | binomial_statistics | method | Exact binomial test
AN005330 | binomial_statistics | alternative | greater
AN005392 | measurement_metadata | INSTRUMENT_NAME | Thermo Q Exactive Orbitrap
AN005392 | measurement_metadata | INSTRUMENT_TYPE | Orbitrap
AN005392 | measurement_metadata | MS_TYPE | ESI
AN005392 | measurement_metadata | ION_MODE | POSITIVE
AN005392 | measurement_metadata | MS_COMMENTS | The quadrupole/time-of-flight (QTOF) mass spectrometers are operated with electrospray ionization (ESI) performing full scan in the mass range m/z 65–1700. Equipped with a dual JetStream Source. modes producing both unique and complementary spectra. Instrument parameters are as follows (positive mode) Gas Temp 320°C, Gas Flow 8 l/min, Nebulizer 35 psi, Sheath Gas 350°C, Sheath Gas Flow 11, Capillary Voltage 3500 V, Nozzle Voltage 1000V, Fragmentor 175V, Skimmer 65V. Data (both profile and centroid) are collected at a rate of 5 scans per second. In negative ion mode, Gas Temp 360°C, Gas Flow 9 l/min, Fragmentor 120V, with the other parameters identical to positive ion mode. A reference solution generating ions of 121.050 and 922.007 m/z in positive mode and 119.036 and 966.0007 m/z in negative mode, and these are used for continuous mass correction.
AN005392 | chromatography_metadata | CHROMATOGRAPHY_TYPE | Reversed phase
AN005392 | chromatography_metadata | INSTRUMENT_NAME | Agilent 1290
AN005392 | chromatography_metadata | COLUMN_NAME | Waters ACQUITY UPLC BEH C18 (50 x 2.1mm,1.7um)
AN005392 | chromatography_metadata | SOLVENT_A | 60% acetonitrile/40% water; 10 mM Ammonium formate; 0.1% Formic acid
AN005392 | chromatography_metadata | SOLVENT_B | 90% Isopropyl alcohol/10% acetonitrile; 10 mM Ammonium Formate; 0.1% Formic acid
AN005392 | chromatography_metadata | FLOW_GRADIENT | 0 min 15% B, 0–0.75 min 30% B, 0.75-0.98 min 48% B, 0.98-4.00 min 82% B, 4.00-4.13 min 99% B, 4.13-4.50 min 99% B, 4.50-4.58 min 15% B, 4.58-5.50 min 15% B
AN005392 | chromatography_metadata | FLOW_RATE | 0.8 mL/min
AN005392 | chromatography_metadata | COLUMN_TEMPERATURE | 65
AN005392 | missingness | n_missing | 217
AN005392 | missingness | n_value | 18840
AN005392 | missingness | perc_missing | 1.15180467091295
AN005392 | binomial_statistics | estimate | 1
AN005392 | binomial_statistics | statistic | 333
AN005392 | binomial_statistics | p.value | 5.71493695641138e-101
AN005392 | binomial_statistics | parameter | 333
AN005392 | binomial_statistics | conf.low | 0.991044151657234
AN005392 | binomial_statistics | conf.high | 1
AN005392 | binomial_statistics | method | Exact binomial test
AN005392 | binomial_statistics | alternative | greater
AN005393 | measurement_metadata | INSTRUMENT_NAME | Thermo Q Exactive Orbitrap
AN005393 | measurement_metadata | INSTRUMENT_TYPE | Orbitrap
AN005393 | measurement_metadata | MS_TYPE | ESI
AN005393 | measurement_metadata | ION_MODE | NEGATIVE
AN005393 | measurement_metadata | MS_COMMENTS | The quadrupole/time-of-flight (QTOF) mass spectrometers are operated with electrospray ionization (ESI) performing full scan in the mass range m/z 65–1700. Equipped with a dual JetStream Source. modes producing both unique and complementary spectra. Instrument parameters are as follows (positive mode) Gas Temp 320°C, Gas Flow 8 l/min, Nebulizer 35 psi, Sheath Gas 350°C, Sheath Gas Flow 11, Capillary Voltage 3500 V, Nozzle Voltage 1000V, Fragmentor 175V, Skimmer 65V. Data (both profile and centroid) are collected at a rate of 5 scans per second. In negative ion mode, Gas Temp 360°C, Gas Flow 9 l/min, Fragmentor 120V, with the other parameters identical to positive ion mode. A reference solution generating ions of 121.050 and 922.007 m/z in positive mode and 119.036 and 966.0007 m/z in negative mode, and these are used for continuous mass correction.
AN005393 | chromatography_metadata | CHROMATOGRAPHY_TYPE | Reversed phase
AN005393 | chromatography_metadata | INSTRUMENT_NAME | Agilent 1290
AN005393 | chromatography_metadata | COLUMN_NAME | Waters ACQUITY UPLC BEH C18 (50 x 2.1mm,1.7um)
AN005393 | chromatography_metadata | SOLVENT_A | 60% acetonitrile/40% water; 10 mM Ammonium Acetate
AN005393 | chromatography_metadata | SOLVENT_B | 90% Isopropyl alcohol/10% acetonitrile; 10 mM Ammonium Acetate
AN005393 | chromatography_metadata | FLOW_GRADIENT | 0 min 15% B, 0–0.75 min 30% B, 0.75-0.98 min 48% B, 0.98-4.00 min 82% B, 4.00-4.13 min 99% B, 4.13-4.50 min 99% B, 4.50-4.58 min 15% B, 4.58-5.50 min 15% B
AN005393 | chromatography_metadata | FLOW_RATE | 0.8 mL/min
AN005393 | chromatography_metadata | COLUMN_TEMPERATURE | 65
AN005393 | missingness | n_missing | 693
AN005393 | missingness | n_value | 10520
AN005393 | missingness | perc_missing | 6.58745247148289
AN005393 | binomial_statistics | estimate | 0.989352262644188
AN005393 | binomial_statistics | statistic | 1115
AN005393 | binomial_statistics | p.value | 4.58263618855422e-312
AN005393 | binomial_statistics | parameter | 1127
AN005393 | binomial_statistics | conf.low | 0.98280536248061
AN005393 | binomial_statistics | conf.high | 1
AN005393 | binomial_statistics | method | Exact binomial test
AN005393 | binomial_statistics | alternative | greater
AN005401 | measurement_metadata | INSTRUMENT_NAME | Agilent 6470A
AN005401 | measurement_metadata | INSTRUMENT_TYPE | Triple quadrupole
AN005401 | measurement_metadata | MS_TYPE | ESI
AN005401 | measurement_metadata | ION_MODE | UNSPECIFIED
AN005401 | measurement_metadata | MS_COMMENTS | Multiple reaction monitoring (MRM) transitions were optimized using authentic standards and quality control samples. Metabolites were quantified by integrating the area under the curve of each compound using external standard calibration curves with Mass Hunter Quant (Agilent). No corrections for ion suppression or enhancement were performed.
AN005401 | chromatography_metadata | CHROMATOGRAPHY_TYPE | Ion pair
AN005401 | chromatography_metadata | INSTRUMENT_NAME | Agilent 1290 Infinity II
AN005401 | chromatography_metadata | COLUMN_NAME | Agilent ZORBAX RRHD Extend-C18 (50 x 2.1mm,1.8um)
AN005401 | chromatography_metadata | SOLVENT_A | 97:3 water/methanol with 10 mM tributylamine + 15 mM acetic acid
AN005401 | chromatography_metadata | SOLVENT_B | methanol with 10 mM tributylamine + 15 mM acetic acid
AN005401 | chromatography_metadata | FLOW_GRADIENT | Unknown
AN005401 | chromatography_metadata | FLOW_RATE | 0.25 mL/min
AN005401 | chromatography_metadata | COLUMN_TEMPERATURE | 40
AN005401 | missingness | n_missing | 2727
AN005401 | missingness | n_value | 13425
AN005401 | missingness | perc_missing | 20.3128491620112
AN005401 | binomial_statistics | estimate | 0.55
AN005401 | binomial_statistics | statistic | 1881
AN005401 | binomial_statistics | p.value | 2.67854007170351e-09
AN005401 | binomial_statistics | parameter | 3420
AN005401 | binomial_statistics | conf.low | 0.535833306843778
AN005401 | binomial_statistics | conf.high | 1
AN005401 | binomial_statistics | method | Exact binomial test
AN005401 | binomial_statistics | alternative | greater
AN005418 | measurement_metadata | INSTRUMENT_NAME | Thermo Q Exactive HF-X Orbitrap
AN005418 | measurement_metadata | INSTRUMENT_TYPE | Orbitrap
AN005418 | measurement_metadata | MS_TYPE | ESI
AN005418 | measurement_metadata | ION_MODE | POSITIVE
AN005418 | measurement_metadata | MS_COMMENTS | Full MS resolution was 60000, and MS/MS resolution was 7500. Data acquisition was performed with the Data Dependent Acquisition (DDA) mode. The detection was carried out over a mass range of 70-1050 m/z.
AN005418 | chromatography_metadata | CHROMATOGRAPHY_TYPE | Reversed phase
AN005418 | chromatography_metadata | INSTRUMENT_NAME | Thermo Vanquish Horizon
AN005418 | chromatography_metadata | COLUMN_NAME | Waters ACQUITY UPLC HSS T3 (100 x 2.1mm,1.8um)
AN005418 | chromatography_metadata | SOLVENT_A | 95% water/5% acetonitrile; 0.1% formic acid
AN005418 | chromatography_metadata | SOLVENT_B | 47.5% acetonitrile/47.5% isopropanol/5% water; 0.1% formic acid
AN005418 | chromatography_metadata | FLOW_GRADIENT | 0-3 min: 0-20% B, 3-9 min: 20-60% B, 9-11 min: 60-100% B, maintain for 2.5 min, 13.5-13.6 min: 100% to 0% B, maintain for 2.4 min
AN005418 | chromatography_metadata | FLOW_RATE | 0.40 mL/min
AN005418 | chromatography_metadata | COLUMN_TEMPERATURE | 40℃
AN005418 | missingness | n_missing | 364
AN005418 | missingness | n_value | 10188
AN005418 | missingness | perc_missing | 3.57283078131135
AN005418 | binomial_statistics | estimate | 0.925675675675676
AN005418 | binomial_statistics | statistic | 274
AN005418 | binomial_statistics | p.value | 7.96860389772023e-57
AN005418 | binomial_statistics | parameter | 296
AN005418 | binomial_statistics | conf.low | 0.895568637918644
AN005418 | binomial_statistics | conf.high | 1
AN005418 | binomial_statistics | method | Exact binomial test
AN005418 | binomial_statistics | alternative | greater
AN005419 | measurement_metadata | INSTRUMENT_NAME | Thermo Q Exactive HF-X Orbitrap
AN005419 | measurement_metadata | INSTRUMENT_TYPE | Orbitrap
AN005419 | measurement_metadata | MS_TYPE | ESI
AN005419 | measurement_metadata | ION_MODE | NEGATIVE
AN005419 | measurement_metadata | MS_COMMENTS | Full MS resolution was 60000, and MS/MS resolution was 7500. Data acquisition was performed with the Data Dependent Acquisition (DDA) mode. The detection was carried out over a mass range of 70-1050 m/z.
AN005419 | chromatography_metadata | CHROMATOGRAPHY_TYPE | Reversed phase
AN005419 | chromatography_metadata | INSTRUMENT_NAME | Thermo Vanquish Horizon
AN005419 | chromatography_metadata | COLUMN_NAME | Waters ACQUITY UPLC HSS T3 (100 x 2.1mm,1.8um)
AN005419 | chromatography_metadata | SOLVENT_A | 95% water/5% acetonitrile; 0.1% formic acid
AN005419 | chromatography_metadata | SOLVENT_B | 47.5% acetonitrile/47.5% isopropanol/5% water; 0.1% formic acid
AN005419 | chromatography_metadata | FLOW_GRADIENT | 0-3 min: 0-20% B, 3-9 min: 20-60% B, 9-11 min: 60-100% B, maintain for 2.5 min, 13.5-13.6 min: 100% to 0% B, maintain for 2.4 min
AN005419 | chromatography_metadata | FLOW_RATE | 0.40 mL/min
AN005419 | chromatography_metadata | COLUMN_TEMPERATURE | 40℃
AN005419 | missingness | n_missing | 45
AN005419 | missingness | n_value | 5310
AN005419 | missingness | perc_missing | 0.847457627118644
AN005419 | binomial_statistics | estimate | 1
AN005419 | binomial_statistics | statistic | 79
AN005419 | binomial_statistics | p.value | 1.65436122510605e-24
AN005419 | binomial_statistics | parameter | 79
AN005419 | binomial_statistics | conf.low | 0.96278932393842
AN005419 | binomial_statistics | conf.high | 1
AN005419 | binomial_statistics | method | Exact binomial test
AN005419 | binomial_statistics | alternative | greater
AN005438 | measurement_metadata | INSTRUMENT_NAME | Thermo Q Exactive Orbitrap
AN005438 | measurement_metadata | INSTRUMENT_TYPE | Orbitrap
AN005438 | measurement_metadata | MS_TYPE | ESI
AN005438 | measurement_metadata | ION_MODE | NEGATIVE
AN005438 | measurement_metadata | MS_COMMENTS | The mass spectrometer scanned in Full MS mode at 70,000 resolution in the 65–975 m/z range, 4 kV spray voltage, 45 sheath gas and 15 auxiliary gas
AN005438 | chromatography_metadata | CHROMATOGRAPHY_SUMMARY | After sample randomization, 10 μL of extracts were injected into a Thermo Vanquish UHPLC system (San Jose, CA, USA) and resolved on a Kinetex C18 column (150 × 2.1 mm, 1.7 μm, Phenomenex, Torrance, CA, USA) at 450 μL/min through a 5 min gradient from 0 to 100% organic solvent B (mobile phases: A = 95% water, 5% acetonitrile, 1 mM ammonium acetate; B = 95% acetonitrile, 5% water, 1 mM ammonium acetate) in negative ion mode. Solvent gradient: 0-0.5 min 0% B, 0.5-1.1 min 0-100% B, 1.1-2.75 min hold at 100% B, 2.75-3 min 100-0% B, 3-5 min hold at 0% B.
AN005438 | chromatography_metadata | CHROMATOGRAPHY_TYPE | Reversed phase
AN005438 | chromatography_metadata | INSTRUMENT_NAME | Thermo Vanquish
AN005438 | chromatography_metadata | COLUMN_NAME | Phenomenex Kinetex C18 (150 x 2.1mm,1.7um)
AN005438 | chromatography_metadata | SOLVENT_A | 95% water; 5% acetonitrile; 1mM ammonium acetate
AN005438 | chromatography_metadata | SOLVENT_B | 95% acetonitrile; 5% water; 1 mM ammonium acetate
AN005438 | chromatography_metadata | FLOW_GRADIENT | 0-0.5 min 0% B, 0.5-1.1 min 0-100% B, 1.1-2.75 min hold at 100% B, 2.75-3 min 100-0% B, 3-5 min hold at 0% B
AN005438 | chromatography_metadata | FLOW_RATE | 0.45mL/min
AN005438 | chromatography_metadata | COLUMN_TEMPERATURE | 45
AN005438 | missingness | n_missing | 286
AN005438 | missingness | n_value | 7080
AN005438 | missingness | perc_missing | 4.03954802259887
AN005438 | binomial_statistics | estimate | 0.836393989983305
AN005438 | binomial_statistics | statistic | 501
AN005438 | binomial_statistics | p.value | 2.19062249834894e-66
AN005438 | binomial_statistics | parameter | 599
AN005438 | binomial_statistics | conf.low | 0.809473523242826
AN005438 | binomial_statistics | conf.high | 1
AN005438 | binomial_statistics | method | Exact binomial test
AN005438 | binomial_statistics | alternative | greater
AN005456 | measurement_metadata | INSTRUMENT_NAME | Thermo Q Exactive Orbitrap
AN005456 | measurement_metadata | INSTRUMENT_TYPE | Orbitrap
AN005456 | measurement_metadata | MS_TYPE | ESI
AN005456 | measurement_metadata | ION_MODE | NEGATIVE
AN005456 | measurement_metadata | MS_COMMENTS | Resolution 70,000, scan range 65-900 m/z, maximum injection time 200 ms, microscans 2, automatic gain control (AGC) 3 x 10^6 ions, source voltage 4.0 kV, capillary temperature 320 C, and sheath gas 45, auxiliary gas 15, and sweep gas 0 (all nitrogen). Data converted to mzXML using RawConverter. Metabolites were annotated and integrated using Maven in conjunction with the KEGG database.
AN005456 | chromatography_metadata | CHROMATOGRAPHY_SUMMARY | Negative C18
AN005456 | chromatography_metadata | CHROMATOGRAPHY_TYPE | Reversed phase
AN005456 | chromatography_metadata | INSTRUMENT_NAME | Thermo Vanquish
AN005456 | chromatography_metadata | COLUMN_NAME | Phenomenex Kinetex C18 (150 x 2.1mm,1.7um)
AN005456 | chromatography_metadata | SOLVENT_A | 95% water/5% acetonitrile; 1 mM ammonium acetate
AN005456 | chromatography_metadata | SOLVENT_B | 95% acetonitrile/5% water; 1 mM ammonium acetate
AN005456 | chromatography_metadata | FLOW_GRADIENT | 0-0.5 min 0% B, 0.5-1.1 min 0-100% B, 1.1-2.75 min hold at 100% B, 2.75-3 min 100-0% B, 3-5 min hold at 0% B
AN005456 | chromatography_metadata | FLOW_RATE | 450 uL/min
AN005456 | chromatography_metadata | COLUMN_TEMPERATURE | 45
AN005456 | chromatography_metadata | SAMPLE_INJECTION | 6 uL
AN005456 | missingness | n_missing | 21
AN005456 | missingness | n_value | 2352
AN005456 | missingness | perc_missing | 0.892857142857143
AN005456 | binomial_statistics | estimate | 1
AN005456 | binomial_statistics | statistic | 84
AN005456 | binomial_statistics | p.value | 5.1698788284564e-26
AN005456 | binomial_statistics | parameter | 84
AN005456 | binomial_statistics | conf.low | 0.964964969395058
AN005456 | binomial_statistics | conf.high | 1
AN005456 | binomial_statistics | method | Exact binomial test
AN005456 | binomial_statistics | alternative | greater
AN005478 | measurement_metadata | INSTRUMENT_NAME | Bruker TimsTOF
AN005478 | measurement_metadata | INSTRUMENT_TYPE | QTOF
AN005478 | measurement_metadata | MS_TYPE | ESI
AN005478 | measurement_metadata | ION_MODE | POSITIVE
AN005478 | measurement_metadata | MS_COMMENTS | The acquisition involved two segments; auto MS scan, which ranged from 0 to 0.3 min for the calibrant sodium formate, and auto MS/MS scan with CID acquisition, which included fragmentation and ranged from 0.3 to 30 min. The acquisition in both segments was performed using the positive mode at 12 Hz. The automatic in-run mass scan range was from 20 to 1300 m/z, the width of the precursor ion was ±0.5, the number of precursors was 3, the cycle time was 0.5 sec., and the threshold was 400 cts. Active exclusion was excluded after 3 spectra and released after 0.2 min. Windows 10 Enterprise 2016 LTSB was used as the computer operating system. The data management software was Bruker Compass HyStar 5.0 SR1 Patch1 (5.0.37.1), Compass 4.1 for otofSeries, otof Control Version 6.2.
AN005478 | chromatography_metadata | CHROMATOGRAPHY_SUMMARY | Elute UHPLC (Bruker Daltonik GmbH, Bremen, Germany) coupled to a quadrupole-time-of-flight mass spectrometer (Q-TOF), Hamilton® Intensity Solo C18 column (2.1 × 100 mm, 1.8 µm) (Bruker Daltonik). Flow gradient was 0 to 2 min, 1% B; 2 to 17 min, 1–99% B; 17 to 20 min, 99% B; 20 to 20.1 min, 99–1% B; 20.1 to 30 min, 1% B. The flow rate was 0.25 mL/min from 0 to 20 min, 0.35 mL/min from 20 min to 28.3 min, and 0.25 mL/min from 28.3 to 30 min.
AN005478 | chromatography_metadata | CHROMATOGRAPHY_TYPE | Reversed phase
AN005478 | chromatography_metadata | INSTRUMENT_NAME | Bruker Elute UHPLC
AN005478 | chromatography_metadata | COLUMN_NAME | Hamilton Intensity Solo C18 (100 × 2.1 mm, 1.8 um)
AN005478 | chromatography_metadata | SOLVENT_A | 100% water; 0.1% formic acid
AN005478 | chromatography_metadata | SOLVENT_B | 100% acetonitrile; 0.1% Formic acid
AN005478 | chromatography_metadata | FLOW_GRADIENT | 0 to 2 min, 1% B; 2 to 17 min, 1–99% B; 17 to 20 min, 99% B; 20 to 20.1 min, 99–1% B; 20.1 to 30 min, 1% B
AN005478 | chromatography_metadata | FLOW_RATE | The flow rate was 0.25 mL/min from 0 to 20 min, 0.35 mL/min from 20 min to 28.3 min, and 0.25 mL/min from 28.3 to 30 min
AN005478 | chromatography_metadata | COLUMN_TEMPERATURE | 35
AN005478 | missingness | n_missing | 37
AN005478 | missingness | n_value | 2288
AN005478 | missingness | perc_missing | 1.61713286713287
AN005478 | binomial_statistics | estimate | 1
AN005478 | binomial_statistics | statistic | 99
AN005478 | binomial_statistics | p.value | 1.57772181044203e-30
AN005478 | binomial_statistics | parameter | 99
AN005478 | binomial_statistics | conf.low | 0.970193326226649
AN005478 | binomial_statistics | conf.high | 1
AN005478 | binomial_statistics | method | Exact binomial test
AN005478 | binomial_statistics | alternative | greater
AN005497 | measurement_metadata | INSTRUMENT_NAME | Thermo Q Exactive HF hybrid Orbitrap
AN005497 | measurement_metadata | INSTRUMENT_TYPE | Orbitrap
AN005497 | measurement_metadata | MS_TYPE | ESI
AN005497 | measurement_metadata | ION_MODE | POSITIVE
AN005497 | measurement_metadata | MS_COMMENTS | MS-DIAL 4.60 (http://prime.psc.riken.jp/compms/msdial/main.html) was used for peak picking, annotation, and alignment. We use two different metabolite libraries (‘local’ and ‘global’) to annotate metabolites in our data. The local library contains metabolite information applicable to only the exact chromatographic method used in this study. The global library is chromatographically agnostic, instead relying on the pattern of metabolite fragmentation (MS2) to identify unknown features. Highest confidence annotations (MSI level 1) occur when a metabolite matches both our local and global libraries. Local: Our ‘local’ library is LC-MS/MS method specific and contains over 800 unique metabolites and 400 exposome compounds. The ‘local’ library was created from the analysis of authentic metabolite standards using the same chromatographic conditions used to analyze samples in this study. When the m/z and retention time of a metabolic feature matches that of the local library it is flagged as a potential match and then the MS2 spectra of that metabolite is compared to that in the global library. Global: Metabolites fragment reproducibly when a known energy is applied. Our global library is composed of metabolite MS2 spectra from several repositories which have been combined at the MassBank of North America (MoNA). MSI Level: All annotations are manually verified to ensure spectral similarity. The following numbers correspond with varying levels of confidence based on the data available: • 1: mz-RT and MS2 match • 2: mz-RT and MS2 match – MS2 match is not exact - roughly MSI2 occurs when there is a convoluted experimental MS2 spectra where the experimental spectra has all (or almost all) the peaks from the library spectra, but also contains many more peaks (likely from near RT or mz features allowed through the Quad) • 3: MS2 matches above 85% similarity and with visual conformation • 4: MS2 matches but stereospecific structure cannot be determined o Ie: unsaturated or oxidized lipid chains, peptides containing Leucine or Isoleucine, many flavonoids, sugars, bile acids
AN005497 | chromatography_metadata | CHROMATOGRAPHY_SUMMARY | a Waters Acquity UPLC BEH Amide column (150 mm length × 2.1 mm id; 1.7 μm particle size) with an additional Waters Acquity VanGuard BEH Amide pre-column (5 mm × 2.1 mm id; 1.7 μm particle size) maintained at 45°C and coupled to an Thermo Vanquish UPLC. Mobile phases were prepared with 10 mM ammonium formate and 0.125% formic acid and 100% LC-MS grade water for mobile phase (A) or (B) 95:5 v/v acetonitrile:water. Gradient elution:100% (B) at 0–2 min to 70% (B) at 7.7 min, 40% (B) at 9.5 min, 30% (B) at 10.25 min, 100% (B) at 12.75 min, isocratic until 16.75 min with a column flow of 0.4 mL/min.
AN005497 | chromatography_metadata | CHROMATOGRAPHY_TYPE | HILIC
AN005497 | chromatography_metadata | INSTRUMENT_NAME | Thermo Vanquish
AN005497 | chromatography_metadata | COLUMN_NAME | Waters ACQUITY UPLC BEH Amide (150 x 2.1mm,1.7um)
AN005497 | chromatography_metadata | SOLVENT_A | 100% water; 10mM ammonium formate; 0.125% formic acid
AN005497 | chromatography_metadata | SOLVENT_B | 95% acetonitrile/5% water; 10mM ammonium formate; 0.125% formic acid
AN005497 | chromatography_metadata | FLOW_GRADIENT | Gradient elution was performed from 100% (B) at 0–2 min to 70% (B) at 7.7 min, 40% (B) at 9.5 min, 30% (B) at 10.25 min, 100% (B) at 12.75 min, isocratic until 16.75 min with a column flow of
AN005497 | chromatography_metadata | FLOW_RATE | 0.4 mL/min
AN005497 | chromatography_metadata | COLUMN_TEMPERATURE | 45C
AN005497 | missingness | n_missing | 441
AN005497 | missingness | n_value | 7400
AN005497 | missingness | perc_missing | 5.95945945945946
AN005497 | binomial_statistics | estimate | 0.837116154873164
AN005497 | binomial_statistics | statistic | 627
AN005497 | binomial_statistics | p.value | 6.05846438495368e-83
AN005497 | binomial_statistics | parameter | 749
AN005497 | binomial_statistics | conf.low | 0.81327532187006
AN005497 | binomial_statistics | conf.high | 1
AN005497 | binomial_statistics | method | Exact binomial test
AN005497 | binomial_statistics | alternative | greater
AN005498 | measurement_metadata | INSTRUMENT_NAME | Thermo Q Exactive HF hybrid Orbitrap
AN005498 | measurement_metadata | INSTRUMENT_TYPE | Orbitrap
AN005498 | measurement_metadata | MS_TYPE | ESI
AN005498 | measurement_metadata | ION_MODE | NEGATIVE
AN005498 | measurement_metadata | MS_COMMENTS | MS-DIAL 4.60 (http://prime.psc.riken.jp/compms/msdial/main.html) was used for peak picking, annotation, and alignment. We use two different metabolite libraries (‘local’ and ‘global’) to annotate metabolites in our data. The local library contains metabolite information applicable to only the exact chromatographic method used in this study. The global library is chromatographically agnostic, instead relying on the pattern of metabolite fragmentation (MS2) to identify unknown features. Highest confidence annotations (MSI level 1) occur when a metabolite matches both our local and global libraries. Local: Our ‘local’ library is LC-MS/MS method specific and contains over 800 unique metabolites and 400 exposome compounds. The ‘local’ library was created from the analysis of authentic metabolite standards using the same chromatographic conditions used to analyze samples in this study. When the m/z and retention time of a metabolic feature matches that of the local library it is flagged as a potential match and then the MS2 spectra of that metabolite is compared to that in the global library. Global: Metabolites fragment reproducibly when a known energy is applied. Our global library is composed of metabolite MS2 spectra from several repositories which have been combined at the MassBank of North America (MoNA). MSI Level: All annotations are manually verified to ensure spectral similarity. The following numbers correspond with varying levels of confidence based on the data available: • 1: mz-RT and MS2 match • 2: mz-RT and MS2 match – MS2 match is not exact - roughly MSI2 occurs when there is a convoluted experimental MS2 spectra where the experimental spectra has all (or almost all) the peaks from the library spectra, but also contains many more peaks (likely from near RT or mz features allowed through the Quad) • 3: MS2 matches above 85% similarity and with visual conformation • 4: MS2 matches but stereospecific structure cannot be determined o Ie: unsaturated or oxidized lipid chains, peptides containing Leucine or Isoleucine, many flavonoids, sugars, bile acids
AN005498 | chromatography_metadata | CHROMATOGRAPHY_SUMMARY | a Waters Acquity UPLC BEH Amide column (150 mm length × 2.1 mm id; 1.7 μm particle size) with an additional Waters Acquity VanGuard BEH Amide pre-column (5 mm × 2.1 mm id; 1.7 μm particle size) maintained at 45°C and coupled to an Thermo Vanquish UPLC. Mobile phases were prepared with 10 mM ammonium formate and 0.125% formic acid and 100% LC-MS grade water for mobile phase (A) or (B) 95:5 v/v acetonitrile:water. Gradient elution:100% (B) at 0–2 min to 70% (B) at 7.7 min, 40% (B) at 9.5 min, 30% (B) at 10.25 min, 100% (B) at 12.75 min, isocratic until 16.75 min with a column flow of 0.4 mL/min.
AN005498 | chromatography_metadata | CHROMATOGRAPHY_TYPE | HILIC
AN005498 | chromatography_metadata | INSTRUMENT_NAME | Thermo Vanquish
AN005498 | chromatography_metadata | COLUMN_NAME | Waters ACQUITY UPLC BEH Amide (150 x 2.1mm,1.7um)
AN005498 | chromatography_metadata | SOLVENT_A | 100% water; 10mM ammonium formate; 0.125% formic acid
AN005498 | chromatography_metadata | SOLVENT_B | 95% acetonitrile/5% water; 10mM ammonium formate; 0.125% formic acid
AN005498 | chromatography_metadata | FLOW_GRADIENT | Gradient elution was performed from 100% (B) at 0–2 min to 70% (B) at 7.7 min, 40% (B) at 9.5 min, 30% (B) at 10.25 min, 100% (B) at 12.75 min, isocratic until 16.75 min with a column flow of
AN005498 | chromatography_metadata | FLOW_RATE | 0.4 mL/min
AN005498 | chromatography_metadata | COLUMN_TEMPERATURE | 45C
AN005498 | missingness | n_missing | 377
AN005498 | missingness | n_value | 7380
AN005498 | missingness | perc_missing | 5.10840108401084
AN005498 | binomial_statistics | estimate | 0.838287752675386
AN005498 | binomial_statistics | statistic | 705
AN005498 | binomial_statistics | p.value | 1.31060367165121e-93
AN005498 | binomial_statistics | parameter | 841
AN005498 | binomial_statistics | conf.low | 0.815934462538314
AN005498 | binomial_statistics | conf.high | 1
AN005498 | binomial_statistics | method | Exact binomial test
AN005498 | binomial_statistics | alternative | greater
AN005527 | measurement_metadata | INSTRUMENT_NAME | Thermo Q Exactive Orbitrap
AN005527 | measurement_metadata | INSTRUMENT_TYPE | Orbitrap
AN005527 | measurement_metadata | MS_TYPE | ESI
AN005527 | measurement_metadata | ION_MODE | UNSPECIFIED
AN005527 | measurement_metadata | MS_COMMENTS | Data was acquired on a Q Exactive Orbitrap mass spectrometer in full-scan polarity-switching mode with MS1 settings: range = 70 – 1000m/z, resolution = 70,000, AGC = 1 x 106, and maximum IT = 20ms. To maximize detection of nucleotides, an additional scan was performed in negative mode with MS1 settings: range = 200 – 700m/z, resolution = 70,000, AGC = 1 x 106, and maximum IT = 80ms. Relative quantitation of metabolites was performed with TraceFinder 2.5 a 4 mmu mass tolerance and referencing retention times from both in-house library of chemical standards as well as in-run U-13C labeled yeast metabolites.
AN005527 | chromatography_metadata | CHROMATOGRAPHY_SUMMARY | Chromatography was performed at 0.150mL/min flow rate with linear gradient of 80 – 20% of buffer B (100% Acetonitrile) for 20min, followed by 20 – 80% buffer B at 20.5min and held at 80% buffer B for the last 8min, totaling 28min in a 20mM ammonium carbonate in 0.1% ammonium hydroxide buffer A.
AN005527 | chromatography_metadata | CHROMATOGRAPHY_TYPE | HILIC
AN005527 | chromatography_metadata | INSTRUMENT_NAME | Thermo Vanquish
AN005527 | chromatography_metadata | COLUMN_NAME | SeQuant ZIC-pHILIC (150 x 2.1mm,5um)
AN005527 | chromatography_metadata | SOLVENT_A | 99.9% water/0.1% ammonium hydroxide; 20mM ammonium carbonate
AN005527 | chromatography_metadata | SOLVENT_B | 100% acetonitrile
AN005527 | chromatography_metadata | FLOW_GRADIENT | Chromatography was performed at 0.150mL/min flow rate with linear gradient of 80 – 20% of buffer B (100% Acetonitrile) for 20min, followed by 20 – 80% buffer B at 20.5min and held at 80% buffer B for the last 8min, totaling 28min in a 20mM ammonium carbonate in 0.1% ammonium hydroxide buffer A.
AN005527 | chromatography_metadata | FLOW_RATE | 0.150mL/min
AN005527 | chromatography_metadata | COLUMN_TEMPERATURE | 4
AN005527 | missingness | n_missing | 267
AN005527 | missingness | n_value | 27772
AN005527 | missingness | perc_missing | 0.961399971194008
AN005527 | binomial_statistics | estimate | 0.885200553250346
AN005527 | binomial_statistics | statistic | 1280
AN005527 | binomial_statistics | p.value | 1.33228465043799e-213
AN005527 | binomial_statistics | parameter | 1446
AN005527 | binomial_statistics | conf.low | 0.870481051025588
AN005527 | binomial_statistics | conf.high | 1
AN005527 | binomial_statistics | method | Exact binomial test
AN005527 | binomial_statistics | alternative | greater
AN005542 | measurement_metadata | INSTRUMENT_NAME | Thermo Q Exactive Orbitrap
AN005542 | measurement_metadata | INSTRUMENT_TYPE | Orbitrap
AN005542 | measurement_metadata | MS_TYPE | ESI
AN005542 | measurement_metadata | ION_MODE | POSITIVE
AN005542 | measurement_metadata | MS_COMMENTS | Lipids were identified in EL-MAVEN using exact mass of precursor ion in MS1 chromatogram and product ion in MS2 spectra. Lipids were quantified using peak areas in MS1 chromatogram.
AN005542 | chromatography_metadata | CHROMATOGRAPHY_TYPE | Reversed phase
AN005542 | chromatography_metadata | INSTRUMENT_NAME | Thermo Vanquish
AN005542 | chromatography_metadata | COLUMN_NAME | Thermo Accucore C30 (150 x 2.1mm,2.6um)
AN005542 | chromatography_metadata | SOLVENT_A | 60% acetonitrile, 40% water; 0.1% formic acid; 10 mM ammonium formate
AN005542 | chromatography_metadata | SOLVENT_B | 90% isopropanol, 10% acetonitrile; 0.1% formic acid; 10 mM ammonium formate
AN005542 | chromatography_metadata | FLOW_GRADIENT | 0 min, 30% B; 3 min, 30% B; 8 min, 43% B; 9 min, 50% B; 18 min, 90% B; 26 min, 99% B; 30 min, 99%B; 36 min, 30% B
AN005542 | chromatography_metadata | FLOW_RATE | 0.2 mL/min
AN005542 | chromatography_metadata | COLUMN_TEMPERATURE | 40˚C
AN005542 | missingness | n_missing | 67
AN005542 | missingness | n_value | 7040
AN005542 | missingness | perc_missing | 0.951704545454546
AN005542 | binomial_statistics | estimate | 0.616600790513834
AN005542 | binomial_statistics | statistic | 156
AN005542 | binomial_statistics | p.value | 0.000125379043621233
AN005542 | binomial_statistics | parameter | 253
AN005542 | binomial_statistics | conf.low | 0.563510428730812
AN005542 | binomial_statistics | conf.high | 1
AN005542 | binomial_statistics | method | Exact binomial test
AN005542 | binomial_statistics | alternative | greater
AN005639 | measurement_metadata | INSTRUMENT_NAME | ABI Sciex 5500 QTrap
AN005639 | measurement_metadata | INSTRUMENT_TYPE | QTRAP
AN005639 | measurement_metadata | MS_TYPE | ESI
AN005639 | measurement_metadata | MS_COMMENTS | Data were analyzed with SCIEX Multiquant 3.0.3.
AN005639 | measurement_metadata | ION_MODE | NEGATIVE
AN005639 | measurement_metadata | CAPILLARY_TEMPERATURE | 500 Â°C
AN005639 | measurement_metadata | CAPILLARY_VOLTAGE | -4500
AN005639 | measurement_metadata | DRY_GAS_FLOW | 70
AN005639 | measurement_metadata | DRY_GAS_TEMP | 500 Â°C
AN005639 | measurement_metadata | ION_SOURCE_TEMPERATURE | 500 Â°C
AN005639 | measurement_metadata | ION_SPRAY_VOLTAGE | -4500
AN005639 | measurement_metadata | MASS_ACCURACY | UNIT
AN005639 | measurement_metadata | SOURCE_TEMPERATURE | 500 Â°C
AN005639 | measurement_metadata | SPRAY_VOLTAGE | -4500
AN005639 | measurement_metadata | DESOLVATION_GAS_FLOW | 70
AN005639 | measurement_metadata | DESOLVATION_TEMPERATURE | 500 Â°C
AN005639 | chromatography_metadata | INSTRUMENT_NAME | Shimadzu 20AD
AN005639 | chromatography_metadata | COLUMN_NAME | Merck SeQuant ZIC-HILIC (150 x 2.1mm,5um)
AN005639 | chromatography_metadata | COLUMN_PRESSURE | 900-3000 psi
AN005639 | chromatography_metadata | COLUMN_TEMPERATURE | 40
AN005639 | chromatography_metadata | FLOW_GRADIENT | 0-12.5 min, 80-30% B; 12.5-15 min, 30% B; 15-15.2 min, 30-80% B; 15.2-22.5 min, 80% B
AN005639 | chromatography_metadata | FLOW_RATE | 0-20 min, 0.2 ml/min; 20-21 min 0.2-0.3 ml/min; 21-22 min, 0.3 ml/min; 22-22.1 min, 0.2 ml/min; 22.1-22.5 min, 0.2 ml/min
AN005639 | chromatography_metadata | INJECTION_TEMPERATURE | 4
AN005639 | chromatography_metadata | SAMPLE_INJECTION | 1-5 ul
AN005639 | chromatography_metadata | SOLVENT_A | 100% Water; 0.01% ammonium hydroxide; 20 mM ammonium bicarbonate
AN005639 | chromatography_metadata | SOLVENT_B | 100% Acetonitrile
AN005639 | chromatography_metadata | CHROMATOGRAPHY_TYPE | HILIC
AN005639 | missingness | n_missing | 187
AN005639 | missingness | n_value | 5616
AN005639 | missingness | perc_missing | 3.32977207977208
AN005639 | binomial_statistics | estimate | 0.974789915966387
AN005639 | binomial_statistics | statistic | 116
AN005639 | binomial_statistics | p.value | 4.22741622792998e-31
AN005639 | binomial_statistics | parameter | 119
AN005639 | binomial_statistics | conf.low | 0.936134433605726
AN005639 | binomial_statistics | conf.high | 1
AN005639 | binomial_statistics | method | Exact binomial test
AN005639 | binomial_statistics | alternative | greater
AN005640 | measurement_metadata | INSTRUMENT_NAME | ABI Sciex 5500 QTrap
AN005640 | measurement_metadata | INSTRUMENT_TYPE | QTRAP
AN005640 | measurement_metadata | MS_TYPE | ESI
AN005640 | measurement_metadata | MS_COMMENTS | Data were analyzed with SCIEX Multiquant 3.0.3.
AN005640 | measurement_metadata | ION_MODE | POSITIVE
AN005640 | measurement_metadata | CAPILLARY_TEMPERATURE | 500 Â°C
AN005640 | measurement_metadata | CAPILLARY_VOLTAGE | 4500
AN005640 | measurement_metadata | DRY_GAS_FLOW | 70
AN005640 | measurement_metadata | DRY_GAS_TEMP | 500 Â°C
AN005640 | measurement_metadata | ION_SOURCE_TEMPERATURE | 500 Â°C
AN005640 | measurement_metadata | ION_SPRAY_VOLTAGE | 4500
AN005640 | measurement_metadata | MASS_ACCURACY | UNIT
AN005640 | measurement_metadata | SOURCE_TEMPERATURE | 500 Â°C
AN005640 | measurement_metadata | SPRAY_VOLTAGE | 4500
AN005640 | measurement_metadata | DESOLVATION_GAS_FLOW | 70
AN005640 | measurement_metadata | DESOLVATION_TEMPERATURE | 500 Â°C
AN005640 | chromatography_metadata | INSTRUMENT_NAME | Shimadzu 20AD
AN005640 | chromatography_metadata | COLUMN_NAME | Merck SeQuant ZIC-HILIC (150 x 2.1mm,5um)
AN005640 | chromatography_metadata | COLUMN_PRESSURE | 900-3000 psi
AN005640 | chromatography_metadata | COLUMN_TEMPERATURE | 40
AN005640 | chromatography_metadata | FLOW_GRADIENT | 0-12.5 min, 80-30% B; 12.5-15 min, 30% B; 15-15.2 min, 30-80% B; 15.2-22.5 min, 80% B
AN005640 | chromatography_metadata | FLOW_RATE | 0-20 min, 0.2 ml/min; 20-21 min 0.2-0.3 ml/min; 21-22 min, 0.3 ml/min; 22-22.1 min, 0.2 ml/min; 22.1-22.5 min, 0.2 ml/min
AN005640 | chromatography_metadata | INJECTION_TEMPERATURE | 4
AN005640 | chromatography_metadata | SAMPLE_INJECTION | 1-5 ul
AN005640 | chromatography_metadata | SOLVENT_A | 100% Water; 0.01% ammonium hydroxide; 20 mM ammonium bicarbonate
AN005640 | chromatography_metadata | SOLVENT_B | 100% Acetonitrile
AN005640 | chromatography_metadata | CHROMATOGRAPHY_TYPE | HILIC
AN005640 | missingness | n_missing | 185
AN005640 | missingness | n_value | 5343
AN005640 | missingness | perc_missing | 3.46247426539397
AN005640 | binomial_statistics | estimate | 0.993377483443709
AN005640 | binomial_statistics | statistic | 150
AN005640 | binomial_statistics | p.value | 5.32493416443435e-44
AN005640 | binomial_statistics | parameter | 151
AN005640 | binomial_statistics | conf.low | 0.968970468806717
AN005640 | binomial_statistics | conf.high | 1
AN005640 | binomial_statistics | method | Exact binomial test
AN005640 | binomial_statistics | alternative | greater
AN005641 | measurement_metadata | INSTRUMENT_NAME | ABI Sciex 5500 QTrap
AN005641 | measurement_metadata | INSTRUMENT_TYPE | QTRAP
AN005641 | measurement_metadata | MS_TYPE | ESI
AN005641 | measurement_metadata | MS_COMMENTS | Data were analyzed with SCIEX Multiquant 3.0.3.
AN005641 | measurement_metadata | ION_MODE | NEGATIVE
AN005641 | measurement_metadata | CAPILLARY_TEMPERATURE | 500 Â°C
AN005641 | measurement_metadata | CAPILLARY_VOLTAGE | -4500
AN005641 | measurement_metadata | DRY_GAS_FLOW | 70
AN005641 | measurement_metadata | DRY_GAS_TEMP | 500 Â°C
AN005641 | measurement_metadata | ION_SOURCE_TEMPERATURE | 500 Â°C
AN005641 | measurement_metadata | ION_SPRAY_VOLTAGE | -4500
AN005641 | measurement_metadata | MASS_ACCURACY | UNIT
AN005641 | measurement_metadata | SOURCE_TEMPERATURE | 500 Â°C
AN005641 | measurement_metadata | SPRAY_VOLTAGE | -4500
AN005641 | measurement_metadata | DESOLVATION_GAS_FLOW | 70
AN005641 | measurement_metadata | DESOLVATION_TEMPERATURE | 500 Â°C
AN005641 | chromatography_metadata | INSTRUMENT_NAME | Shimadzu 20AD
AN005641 | chromatography_metadata | COLUMN_NAME | Merck SeQuant ZIC-HILIC (150 x 2.1mm,5um)
AN005641 | chromatography_metadata | COLUMN_PRESSURE | 900-3000 psi
AN005641 | chromatography_metadata | COLUMN_TEMPERATURE | 40
AN005641 | chromatography_metadata | FLOW_GRADIENT | 0-12.5 min, 80-30% B; 12.5-15 min, 30% B; 15-15.2 min, 30-80% B; 15.2-22.5 min, 80% B
AN005641 | chromatography_metadata | FLOW_RATE | 0-20 min, 0.2 ml/min; 20-21 min 0.2-0.3 ml/min; 21-22 min, 0.3 ml/min; 22-22.1 min, 0.2 ml/min; 22.1-22.5 min, 0.2 ml/min
AN005641 | chromatography_metadata | INJECTION_TEMPERATURE | 4
AN005641 | chromatography_metadata | SAMPLE_INJECTION | 1-5 ul
AN005641 | chromatography_metadata | SOLVENT_A | 100% Water; 0.01% ammonium hydroxide; 20 mM ammonium bicarbonate
AN005641 | chromatography_metadata | SOLVENT_B | 100% Acetonitrile
AN005641 | chromatography_metadata | CHROMATOGRAPHY_TYPE | HILIC
AN005641 | missingness | n_missing | 853
AN005641 | missingness | n_value | 9515
AN005641 | missingness | perc_missing | 8.96479243300053
AN005641 | binomial_statistics | estimate | 0.866804692891649
AN005641 | binomial_statistics | statistic | 1256
AN005641 | binomial_statistics | p.value | 2.05762909706888e-191
AN005641 | binomial_statistics | parameter | 1449
AN005641 | binomial_statistics | conf.low | 0.851224396122013
AN005641 | binomial_statistics | conf.high | 1
AN005641 | binomial_statistics | method | Exact binomial test
AN005641 | binomial_statistics | alternative | greater
AN005642 | measurement_metadata | INSTRUMENT_NAME | ABI Sciex 5500 QTrap
AN005642 | measurement_metadata | INSTRUMENT_TYPE | QTRAP
AN005642 | measurement_metadata | MS_TYPE | ESI
AN005642 | measurement_metadata | MS_COMMENTS | Data were analyzed with SCIEX Multiquant 3.0.3.
AN005642 | measurement_metadata | ION_MODE | POSITIVE
AN005642 | measurement_metadata | CAPILLARY_TEMPERATURE | 500 Â°C
AN005642 | measurement_metadata | CAPILLARY_VOLTAGE | 4500
AN005642 | measurement_metadata | DRY_GAS_FLOW | 70
AN005642 | measurement_metadata | DRY_GAS_TEMP | 500 Â°C
AN005642 | measurement_metadata | ION_SOURCE_TEMPERATURE | 500 Â°C
AN005642 | measurement_metadata | ION_SPRAY_VOLTAGE | 4500
AN005642 | measurement_metadata | MASS_ACCURACY | UNIT
AN005642 | measurement_metadata | SOURCE_TEMPERATURE | 500 Â°C
AN005642 | measurement_metadata | SPRAY_VOLTAGE | 4500
AN005642 | measurement_metadata | DESOLVATION_GAS_FLOW | 70
AN005642 | measurement_metadata | DESOLVATION_TEMPERATURE | 500 Â°C
AN005642 | chromatography_metadata | INSTRUMENT_NAME | Shimadzu 20AD
AN005642 | chromatography_metadata | COLUMN_NAME | Merck SeQuant ZIC-HILIC (150 x 2.1mm,5um)
AN005642 | chromatography_metadata | COLUMN_PRESSURE | 900-3000 psi
AN005642 | chromatography_metadata | COLUMN_TEMPERATURE | 40
AN005642 | chromatography_metadata | FLOW_GRADIENT | 0-12.5 min, 80-30% B; 12.5-15 min, 30% B; 15-15.2 min, 30-80% B; 15.2-22.5 min, 80% B
AN005642 | chromatography_metadata | FLOW_RATE | 0-20 min, 0.2 ml/min; 20-21 min 0.2-0.3 ml/min; 21-22 min, 0.3 ml/min; 22-22.1 min, 0.2 ml/min; 22.1-22.5 min, 0.2 ml/min
AN005642 | chromatography_metadata | INJECTION_TEMPERATURE | 4
AN005642 | chromatography_metadata | SAMPLE_INJECTION | 1-5 ul
AN005642 | chromatography_metadata | SOLVENT_A | 100% Water; 0.01% ammonium hydroxide; 20 mM ammonium bicarbonate
AN005642 | chromatography_metadata | SOLVENT_B | 100% Acetonitrile
AN005642 | chromatography_metadata | CHROMATOGRAPHY_TYPE | HILIC
AN005642 | missingness | n_missing | 496
AN005642 | missingness | n_value | 9350
AN005642 | missingness | perc_missing | 5.3048128342246
AN005642 | binomial_statistics | estimate | 0.853982300884956
AN005642 | binomial_statistics | statistic | 965
AN005642 | binomial_statistics | p.value | 2.94083879372369e-138
AN005642 | binomial_statistics | parameter | 1130
AN005642 | binomial_statistics | conf.low | 0.835577650885561
AN005642 | binomial_statistics | conf.high | 1
AN005642 | binomial_statistics | method | Exact binomial test
AN005642 | binomial_statistics | alternative | greater
AN005645 | measurement_metadata | INSTRUMENT_NAME | ABI Sciex 5500 QTrap
AN005645 | measurement_metadata | INSTRUMENT_TYPE | QTRAP
AN005645 | measurement_metadata | MS_TYPE | ESI
AN005645 | measurement_metadata | ION_MODE | NEGATIVE
AN005645 | measurement_metadata | MS_COMMENTS | Data were analyzed with SCIEX Multiquant 3.0.3.
AN005645 | measurement_metadata | CAPILLARY_TEMPERATURE | 500 °C
AN005645 | measurement_metadata | CAPILLARY_VOLTAGE | -4500
AN005645 | measurement_metadata | DRY_GAS_FLOW | 70
AN005645 | measurement_metadata | DRY_GAS_TEMP | 500 °C
AN005645 | measurement_metadata | ION_SOURCE_TEMPERATURE | 500 °C
AN005645 | measurement_metadata | ION_SPRAY_VOLTAGE | -4500
AN005645 | measurement_metadata | MASS_ACCURACY | UNIT
AN005645 | measurement_metadata | SOURCE_TEMPERATURE | 500 °C
AN005645 | measurement_metadata | SPRAY_VOLTAGE | -4500
AN005645 | measurement_metadata | DESOLVATION_GAS_FLOW | 70
AN005645 | measurement_metadata | DESOLVATION_TEMPERATURE | 500 °C
AN005645 | chromatography_metadata | CHROMATOGRAPHY_TYPE | HILIC
AN005645 | chromatography_metadata | INSTRUMENT_NAME | Shimadzu 20AD
AN005645 | chromatography_metadata | COLUMN_NAME | Merck SeQuant ZIC-HILIC (150 x 2.1mm,5um)
AN005645 | chromatography_metadata | SOLVENT_A | 100% Water; 0.01% ammonium hydroxide; 20 mM ammonium bicarbonate
AN005645 | chromatography_metadata | SOLVENT_B | 100% Acetonitrile
AN005645 | chromatography_metadata | FLOW_GRADIENT | 0-12.5 min, 80-30% B; 12.5-15 min, 30% B; 15-15.2 min, 30-80% B; 15.2-22.5 min, 80% B
AN005645 | chromatography_metadata | FLOW_RATE | 0-20 min, 0.2 ml/min; 20-21 min 0.2-0.3 ml/min; 21-22 min, 0.3 ml/min; 22-22.1 min, 0.2 ml/min; 22.1-22.5 min, 0.2 ml/min
AN005645 | chromatography_metadata | COLUMN_TEMPERATURE | 40
AN005645 | chromatography_metadata | COLUMN_PRESSURE | 900-3000 psi
AN005645 | chromatography_metadata | INJECTION_TEMPERATURE | 4
AN005645 | chromatography_metadata | SAMPLE_INJECTION | 1-5 ul
AN005645 | missingness | n_missing | 2244
AN005645 | missingness | n_value | 21480
AN005645 | missingness | perc_missing | 10.4469273743017
AN005645 | binomial_statistics | estimate | 0.889382716049383
AN005645 | binomial_statistics | statistic | 1801
AN005645 | binomial_statistics | p.value | 6.27868315272963e-306
AN005645 | binomial_statistics | parameter | 2025
AN005645 | binomial_statistics | conf.low | 0.87725002015157
AN005645 | binomial_statistics | conf.high | 1
AN005645 | binomial_statistics | method | Exact binomial test
AN005645 | binomial_statistics | alternative | greater
AN005646 | measurement_metadata | INSTRUMENT_NAME | ABI Sciex 5500 QTrap
AN005646 | measurement_metadata | INSTRUMENT_TYPE | QTRAP
AN005646 | measurement_metadata | MS_TYPE | ESI
AN005646 | measurement_metadata | ION_MODE | POSITIVE
AN005646 | measurement_metadata | MS_COMMENTS | Data were analyzed with SCIEX Multiquant 3.0.3.
AN005646 | measurement_metadata | CAPILLARY_TEMPERATURE | 500 °C
AN005646 | measurement_metadata | CAPILLARY_VOLTAGE | 4500
AN005646 | measurement_metadata | DRY_GAS_FLOW | 70
AN005646 | measurement_metadata | DRY_GAS_TEMP | 500 °C
AN005646 | measurement_metadata | ION_SOURCE_TEMPERATURE | 500 °C
AN005646 | measurement_metadata | ION_SPRAY_VOLTAGE | 4500
AN005646 | measurement_metadata | MASS_ACCURACY | UNIT
AN005646 | measurement_metadata | SOURCE_TEMPERATURE | 500 °C
AN005646 | measurement_metadata | SPRAY_VOLTAGE | 4500
AN005646 | measurement_metadata | DESOLVATION_GAS_FLOW | 70
AN005646 | measurement_metadata | DESOLVATION_TEMPERATURE | 500 °C
AN005646 | chromatography_metadata | CHROMATOGRAPHY_TYPE | HILIC
AN005646 | chromatography_metadata | INSTRUMENT_NAME | Shimadzu 20AD
AN005646 | chromatography_metadata | COLUMN_NAME | Merck SeQuant ZIC-HILIC (150 x 2.1mm,5um)
AN005646 | chromatography_metadata | SOLVENT_A | 100% Water; 0.01% ammonium hydroxide; 20 mM ammonium bicarbonate
AN005646 | chromatography_metadata | SOLVENT_B | 100% Acetonitrile
AN005646 | chromatography_metadata | FLOW_GRADIENT | 0-12.5 min, 80-30% B; 12.5-15 min, 30% B; 15-15.2 min, 30-80% B; 15.2-22.5 min, 80% B
AN005646 | chromatography_metadata | FLOW_RATE | 0-20 min, 0.2 ml/min; 20-21 min 0.2-0.3 ml/min; 21-22 min, 0.3 ml/min; 22-22.1 min, 0.2 ml/min; 22.1-22.5 min, 0.2 ml/min
AN005646 | chromatography_metadata | COLUMN_TEMPERATURE | 40
AN005646 | chromatography_metadata | COLUMN_PRESSURE | 900-3000 psi
AN005646 | chromatography_metadata | INJECTION_TEMPERATURE | 4
AN005646 | chromatography_metadata | SAMPLE_INJECTION | 1-5 ul
AN005646 | missingness | n_missing | 1380
AN005646 | missingness | n_value | 20760
AN005646 | missingness | perc_missing | 6.64739884393064
AN005646 | binomial_statistics | estimate | 0.884362680683311
AN005646 | binomial_statistics | statistic | 1346
AN005646 | binomial_statistics | p.value | 1.34259531472506e-223
AN005646 | binomial_statistics | parameter | 1522
AN005646 | binomial_statistics | conf.low | 0.869997431748052
AN005646 | binomial_statistics | conf.high | 1
AN005646 | binomial_statistics | method | Exact binomial test
AN005646 | binomial_statistics | alternative | greater
AN005670 | measurement_metadata | INSTRUMENT_NAME | Thermo Q Exactive HF hybrid Orbitrap
AN005670 | measurement_metadata | INSTRUMENT_TYPE | Orbitrap
AN005670 | measurement_metadata | MS_TYPE | ESI
AN005670 | measurement_metadata | MS_COMMENTS | Metabolomics processing was performed untargeted using Compound Discoverer 3.0 (Thermo Scientific) for peak picking and feature grouping, followed by a in-house annotation and curation pipeline written in MatLab (2021b, MathWorks). Identification of compounds were performed at four levels; Level 1: identification by retention times (compared against in-house authentic standards), accurate mass (with an accepted deviation of 3ppm), and MS/MS spectra, Level 2a: identification by retention times (compared against in-house authentic standards), accurate mass (with an accepted deviation of 3ppm). Level 2b: identification by accurate mass (with an accepted deviation of 3ppm), and MS/MS spectra, Level 3: identification by accurate mass alone (with an accepted deviation of 3ppm). The data have been normalized to the QC samples to remove systematic drift over the analysis sequence. The normalization is performed using linear regression for the QCâs within each analytical batch with signal = a*injection number â b. Each value is then normalized with: normSignal = average(all QC samples)*(signal â injection number*a)/b. This is done independently for each compound.
AN005670 | measurement_metadata | ION_MODE | POSITIVE
AN005670 | measurement_metadata | MS_RESULTS_FILE | ST003439_AN005670_Results.txt UNITS:Normalized peak area Has RT:Yes RT units:Minutes
AN005670 | chromatography_metadata | CHROMATOGRAPHY_SUMMARY | Sample analysis was carried out by MS-Omics. The UHPLC was performed using a adapted version of the protocol described by Doneanu et al(UPLC/MS Monitoring of Water-Soluble Vitamin Bs in Cell Culture Media in Minutes, Water Application note 2011, 720004042en). The analysis was carried out using a Thermo Scientific Vanquish LC coupled to a Q Exactiveâ¢ HF Hybrid Quadrupole-Orbitrap, Thermo Fisher Scientific.
AN005670 | chromatography_metadata | METHODS_FILENAME | Doneanu_etal.pdf
AN005670 | chromatography_metadata | INSTRUMENT_NAME | Thermo Vanquish
AN005670 | chromatography_metadata | COLUMN_NAME | Waters ACQUITY UPLC HSS T3 (150 x 2.1mm,1.8um)
AN005670 | chromatography_metadata | COLUMN_TEMPERATURE | 30
AN005670 | chromatography_metadata | FLOW_GRADIENT | 0-2 min: 0 % B, 4 min 35% B, 6-14 min 90% B, 14.1-15 min 0% B.
AN005670 | chromatography_metadata | FLOW_RATE | 0.3mL/min
AN005670 | chromatography_metadata | SOLVENT_A | 100% water; 10 mM ammonium formate; 0.1% formic acid
AN005670 | chromatography_metadata | SOLVENT_B | 100% methanol; 10 mM ammonium formate; 0.1% formic acid
AN005670 | chromatography_metadata | CHROMATOGRAPHY_TYPE | Reversed phase
AN005670 | missingness | n_missing | 657
AN005670 | missingness | n_value | 227500
AN005670 | missingness | perc_missing | 0.288791208791209
AN005670 | binomial_statistics | estimate | 0.786745964316058
AN005670 | binomial_statistics | statistic | 1852
AN005670 | binomial_statistics | p.value | 4.19818648884588e-181
AN005670 | binomial_statistics | parameter | 2354
AN005670 | binomial_statistics | conf.low | 0.772386090350376
AN005670 | binomial_statistics | conf.high | 1
AN005670 | binomial_statistics | method | Exact binomial test
AN005670 | binomial_statistics | alternative | greater
AN005675 | measurement_metadata | INSTRUMENT_NAME | Thermo Q Exactive Focus
AN005675 | measurement_metadata | INSTRUMENT_TYPE | Triple quadrupole
AN005675 | measurement_metadata | MS_TYPE | MALDI
AN005675 | measurement_metadata | ION_MODE | UNSPECIFIED
AN005675 | measurement_metadata | MS_COMMENTS | The mass spectrometer was operated in polarity-switching full scan mode from 70-1000 m/z. Resolution was set to 70,000, and the AGC target was 1×106 ions. Data were acquired and analyzed using TraceFinder 4.1 (Thermo) with peak identifications based on an in-house library of authentic metabolite standards previously analyzed utilizing this method. Missing values were imputed using random forest. Sample peak areas were normalized using probabilistic quotient normalization
AN005675 | chromatography_metadata | CHROMATOGRAPHY_SUMMARY | LC-MS analysis was performed on a Vanquish ultra-high performance liquid chromatography system coupled to a Q Exactive mass spectrometer (Thermo Fisher Scientific) that was equipped with an Ion Max source and HESI II probe. metabolites were separated using a ZIC-pHILIC stationary phase (150 mm × 2.1 mm × 3.5 mm; Merck) with a guard column. Mobile phase A contained 20 mM ammonium carbonate and 0.1% ammonium hydroxide. Mobile phase B was acetonitrile. The mobile phase flow rate was 100 μL/min and gradient (%B) was 0 min, 80%; 20 min, 20%; 20.5 min, 80%; 28 min, 80%; and 42 min, stop. The column effluent was introduced into the mass spectrometer with the following ionization source settings: sheath gas 40, auxiliary gas 15, sweep gas 1, spray voltage +3.0 or -3.1 kV, capillary temperature 275°C, S-lens RF level 40, and probe temperature 350°C. The mass spectrometer was operated in polarity-switching full scan mode from 70-1000 m/z. Resolution was set to 70,000, and the AGC target was 1×106 ions. Data were acquired and analyzed using TraceFinder 4.1 (Thermo) with peak identifications based on an in-house library of authentic metabolite standards previously analyzed utilizing this method. Missing values were imputed using random forest. Sample peak areas were normalized using probabilistic quotient normalization.
AN005675 | chromatography_metadata | CHROMATOGRAPHY_TYPE | HILIC
AN005675 | chromatography_metadata | INSTRUMENT_NAME | Thermo Vanquish
AN005675 | chromatography_metadata | COLUMN_NAME | Merck ZIC-pHILIC(150 mm × 2.1 mm,3.5um)
AN005675 | chromatography_metadata | SOLVENT_A | 100% water; 20 mM ammonium carbonate; 0.1% ammonium hydroxide
AN005675 | chromatography_metadata | SOLVENT_B | 100% acetonitrile
AN005675 | chromatography_metadata | FLOW_GRADIENT | gradient (%B) was 0 min, 80%; 20 min, 20%; 20.5 min, 80%; 28 min, 80%; and 42 min
AN005675 | chromatography_metadata | FLOW_RATE | 100
AN005675 | chromatography_metadata | COLUMN_TEMPERATURE | 4
AN005675 | missingness | n_missing | 19
AN005675 | missingness | n_value | 1668
AN005675 | missingness | perc_missing | 1.13908872901679
AN005675 | binomial_statistics | estimate | 0.647058823529412
AN005675 | binomial_statistics | statistic | 11
AN005675 | binomial_statistics | p.value | 0.166152954101563
AN005675 | binomial_statistics | parameter | 17
AN005675 | binomial_statistics | conf.low | 0.419705351626172
AN005675 | binomial_statistics | conf.high | 1
AN005675 | binomial_statistics | method | Exact binomial test
AN005675 | binomial_statistics | alternative | greater
AN005676 | measurement_metadata | INSTRUMENT_NAME | Thermo Q Exactive Focus
AN005676 | measurement_metadata | INSTRUMENT_TYPE | Triple quadrupole
AN005676 | measurement_metadata | MS_TYPE | MALDI
AN005676 | measurement_metadata | ION_MODE | UNSPECIFIED
AN005676 | measurement_metadata | MS_COMMENTS | The mass spectrometer was operated in polarity-switching full scan mode from 70-1000 m/z. Resolution was set to 70,000, and the AGC target was 1×106 ions. Data were acquired and analyzed using TraceFinder 4.1 (Thermo) with peak identifications based on an in-house library of authentic metabolite standards previously analyzed utilizing this method. Missing values were imputed using random forest. Sample peak areas were normalized using probabilistic quotient normalization
AN005676 | chromatography_metadata | CHROMATOGRAPHY_SUMMARY | Vanquish ultra-high performance liquid chromatography system coupled to a Q Exactive mass spectrometer
AN005676 | chromatography_metadata | CHROMATOGRAPHY_TYPE | HILIC
AN005676 | chromatography_metadata | INSTRUMENT_NAME | Thermo Vanquish
AN005676 | chromatography_metadata | COLUMN_NAME | Merck ZIC-pHILIC(150 mm × 2.1 mm,3.5um)
AN005676 | chromatography_metadata | SOLVENT_A | 100% water; 20 mM ammonium carbonate; 0.1% ammonium hydroxide
AN005676 | chromatography_metadata | SOLVENT_B | 100% acetonitrile
AN005676 | chromatography_metadata | FLOW_GRADIENT | gradient (%B) was 0 min, 80%; 20 min, 20%; 20.5 min, 80%; 28 min, 80%; and 42 min
AN005676 | chromatography_metadata | FLOW_RATE | 100
AN005676 | chromatography_metadata | COLUMN_TEMPERATURE | 4
AN005676 | missingness | n_missing | 3
AN005676 | missingness | n_value | 1390
AN005676 | missingness | perc_missing | 0.215827338129496
AN005676 | binomial_statistics | estimate | 1
AN005676 | binomial_statistics | statistic | 2
AN005676 | binomial_statistics | p.value | 0.25
AN005676 | binomial_statistics | parameter | 2
AN005676 | binomial_statistics | conf.low | 0.223606797749979
AN005676 | binomial_statistics | conf.high | 1
AN005676 | binomial_statistics | method | Exact binomial test
AN005676 | binomial_statistics | alternative | greater
AN005677 | measurement_metadata | INSTRUMENT_NAME | Thermo Q Exactive HF hybrid Orbitrap
AN005677 | measurement_metadata | INSTRUMENT_TYPE | Orbitrap
AN005677 | measurement_metadata | MS_TYPE | ESI
AN005677 | measurement_metadata | ION_MODE | POSITIVE
AN005677 | measurement_metadata | MS_COMMENTS | Peak areas were extracted using Compound Discoverer 3.0 (Thermo Scientific). Compound annotations were performed against the mzCloud (Thermo Scientific) MSMS library, the Human Metabolome Database 4.0 , and the MS-Omics lipid library covering 17 classes (CerP, DG, DGDG, Fatty acids, LysoPC, LysoPE, MG, PA, PC, PE, PG, PI, Plasmenyl-PC, Plasmenyl-PE, PS, SM and TG). Identification of compounds were performed at four levels; Level 1: identification by retention times (compared against in-house authentic standards), accurate mass (with an accepted deviation of 3 ppm), and MS/MS spectra, Level 2a: identification by retention times (compared against in-house authentic standards and lipid class behaviour), accurate mass (with an accepted deviation of 3ppm). Level 2b: identification by accurate mass (with an accepted deviation of 3 ppm), and MS/MS spectra, Level 3: identification by accurate mass alone (with an accepted deviation of 3 ppm). Lipid annotations were curated manually by comparing retention time behaviour over the number of tail chain carbons and double bonds as annotated. The data have been normalized to the QC samples to remove systematic drift over the analysis sequence. The normalization is performed using linear regression for the QC’s within each analytical batch with signal = a*injection number – b. Each value is then normalized with: normSignal = average(all QC samples)*(signal – injection number*a)/b. This is done independently for each compound.
AN005677 | measurement_metadata | MS_RESULTS_FILE | ST003456_AN005677_Results.txt UNITS:Normalized peak area Has m/z:Neutral masses Has RT:Yes RT units:Minutes
AN005677 | chromatography_metadata | CHROMATOGRAPHY_TYPE | Reversed phase
AN005677 | chromatography_metadata | INSTRUMENT_NAME | Thermo Vanquish
AN005677 | chromatography_metadata | COLUMN_NAME | Waters ACQUITY UPLC BEH Amide (100 x 2.1mm,1.7um)
AN005677 | chromatography_metadata | SOLVENT_A | 60% Acetonitrile/40% water; 10 mM ammonium formate; 0.1% formic acid
AN005677 | chromatography_metadata | SOLVENT_B | 90% Isopropanol/10% acetonitrile; 10 mM ammonium formate; 0.1% formic acid
AN005677 | chromatography_metadata | FLOW_GRADIENT | 0-2 min: 40 % B, 2.1 min 50% B, 12 min 54% B, 12.1 min 70% B, 18-20 min 99 % B, 20.1-22 min 40% B
AN005677 | chromatography_metadata | FLOW_RATE | 0.4mL/min
AN005677 | chromatography_metadata | COLUMN_TEMPERATURE | 55°C
AN005677 | chromatography_metadata | METHODS_FILENAME | Doneanu_etal.pdf
AN005677 | missingness | n_missing | 13176
AN005677 | missingness | n_value | 198428
AN005677 | missingness | perc_missing | 6.64019190840002
AN005677 | binomial_statistics | estimate | 0.476833473115274
AN005677 | binomial_statistics | statistic | 51169
AN005677 | binomial_statistics | p.value | 1
AN005677 | binomial_statistics | parameter | 107310
AN005677 | binomial_statistics | conf.low | 0.47432139621327
AN005677 | binomial_statistics | conf.high | 1
AN005677 | binomial_statistics | method | Exact binomial test
AN005677 | binomial_statistics | alternative | greater
AN005707 | measurement_metadata | INSTRUMENT_NAME | Agilent 6490 QQQ
AN005707 | measurement_metadata | INSTRUMENT_TYPE | Triple quadrupole
AN005707 | measurement_metadata | MS_TYPE | ESI
AN005707 | measurement_metadata | MS_COMMENTS | Analysis of ventricles and plasma extracts was performed on an Agilent 6490 QQQ mass spectrometer with an Agilent 1290 series HPLC system and a ZORBAX eclipse plus C18 column (2.1x100mm 1.8Î¼m, Agilent) with the thermostat set at 60Â°C. Mass spectrometry analysis was performed in positive ion mode with dynamic scheduled multiple reaction monitoring (MRM). The following mass spectrometer conditions were used; gas temperature, 150Â°C, gas flow rate 17L/min, nebulizer 20psi, Sheath gas temperature 200Â°C, capillary voltage 3500V and sheath gas flow 10L/min. Isolation widths for Q1 and Q3 were set to âunitâ resolution (0.7 amu).
AN005707 | measurement_metadata | ION_MODE | POSITIVE
AN005707 | chromatography_metadata | CHROMATOGRAPHY_SUMMARY | The running solvent consisted of solvent A: 50% H2O / 30% acetonitrile / 20% isopropanol (v/v/v) containing 10mM ammonium formate and 5uM medronic acid, and solvent B: 1% H2O / 9% acetonitrile / 90% isopropanol (v/v/v) containing 10mM ammonium formate. We utilized a stepped linear gradient with a 16-minute cycle time per sample and a 1ÂµL sample injection. To increase throughput, we used a dual column set up to equilibrate the second column while the first is running a sample. The sample analytical gradient was as follows: starting with a flow rate of 0.4mL/minute at 15% B and increasing to 50% B over 2.5 minutes, then to 57% over 0.1 minutes, to 70% over 6.4 minutes, to 93% over 0.1 minute, to 96% over 1.9 minutes and finally to 100% over 0.1 minute. The solvent was then held at 100% B for 0.9 minutes (total 12.0 minutes). Equilibration was started as follows: solvent was decreased from 100% B to 15% B over 0.2 minutes and held until a total of 16 minutes. The next sample is injected and the columns are switched.
AN005707 | chromatography_metadata | INSTRUMENT_NAME | Agilent 1290 Infinity II
AN005707 | chromatography_metadata | COLUMN_NAME | Agilent ZORBAX Eclipse Plus C18 (100 x 2.1mm,1.8um)
AN005707 | chromatography_metadata | COLUMN_TEMPERATURE | 45â
AN005707 | chromatography_metadata | FLOW_GRADIENT | starting with a flow rate of 0.4mL/minute at 15% B and increasing to 50% B over 2.5 minutes, then to 57% over 0.1 minutes, to 70% over 6.4 minutes, to 93% over 0.1 minute, to 96% over 1.9 minutes and finally to 100% over 0.1 minute. The solvent was then held at 100% B for 0.9 minutes (total 12.0 minutes). Equilibration was started as follows: solvent was decreased from 100% B to 15% B over 0.2 minutes and held until a total of 16 minutes.
AN005707 | chromatography_metadata | FLOW_RATE | 0.4 mL/min
AN005707 | chromatography_metadata | SOLVENT_A | 50% water/30% acetonitrile/20% isopropanol; 10mM ammonium formate; 5uM medronic acid
AN005707 | chromatography_metadata | SOLVENT_B | 1% water/9% acetonitrile/90% isopropanol; 10mM ammonium formate
AN005707 | chromatography_metadata | CHROMATOGRAPHY_TYPE | Reversed phase
AN005707 | missingness | n_missing | 7598
AN005707 | missingness | n_value | 124108
AN005707 | missingness | perc_missing | 6.12208721436169
AN005707 | binomial_statistics | estimate | 1
AN005707 | binomial_statistics | statistic | 3642
AN005707 | binomial_statistics | p.value | 0
AN005707 | binomial_statistics | parameter | 3642
AN005707 | binomial_statistics | conf.low | 0.999177786782158
AN005707 | binomial_statistics | conf.high | 1
AN005707 | binomial_statistics | method | Exact binomial test
AN005707 | binomial_statistics | alternative | greater
AN005716 | measurement_metadata | INSTRUMENT_NAME | Waters Xevo-TQ-S
AN005716 | measurement_metadata | INSTRUMENT_TYPE | Triple quadrupole
AN005716 | measurement_metadata | MS_TYPE | ESI
AN005716 | measurement_metadata | ION_MODE | NEGATIVE
AN005716 | measurement_metadata | MS_COMMENTS | MS settings: Capillary (Kv),1.5 (ESI+), 2.0 (ESI-); Source Temperature, 150℃; Desolvation Temperature, 550℃; Desolvation Gas Flow, 1000 L/Hr. The raw data files generated by UPLC-MS/MS were processed using the TMBQ software (v1.0, Metabo-Profile, Shanghai, China) to perform peak integration, calibration, and quantitation for each metabolite. The self-developed platform iMAP（v1.0, Metabo-Profile, Shanghai, China） was used for statistical analyses, including PCA, OPLS-DA, univariate analysis and pathway analysis.
AN005716 | chromatography_metadata | CHROMATOGRAPHY_SUMMARY | ACQUITY UPLC BEH C18 1.7 µM VanGuard pre-column (2.1×5 mm) and ACQUITY UPLC BEH C18 1.7 µM analytical column (2.1 × 100 mm)
AN005716 | chromatography_metadata | CHROMATOGRAPHY_TYPE | Reversed phase
AN005716 | chromatography_metadata | INSTRUMENT_NAME | Waters Acquity
AN005716 | chromatography_metadata | COLUMN_NAME | Waters Acquity UPLC BEH C18 (100 x 2.1mm, 1.7um); Waters Acquity UPLC BEH C18 Vanguard pre-column (5 x 2.1mm, 1.7um)
AN005716 | chromatography_metadata | SOLVENT_A | 100% water; 0.1% formic acid
AN005716 | chromatography_metadata | SOLVENT_B | 70% acetonitrile/30% Isopropanol
AN005716 | chromatography_metadata | FLOW_GRADIENT | 0-1 min (5% B), 1-11min (5-78% B), 11-13.5 min (78-95% B), 13.5-14 min (95-100% B), 14-16 min (100% B)， 16-16.1 min (100-5% B)， 16.1-18 min (5% B)
AN005716 | chromatography_metadata | FLOW_RATE | 0.40 mL/min
AN005716 | chromatography_metadata | COLUMN_TEMPERATURE | 40
AN005716 | missingness | n_missing | 85
AN005716 | missingness | n_value | 4176
AN005716 | missingness | perc_missing | 2.03544061302682
AN005716 | binomial_statistics | estimate | 0.769230769230769
AN005716 | binomial_statistics | statistic | 170
AN005716 | binomial_statistics | p.value | 1.88758123348924e-16
AN005716 | binomial_statistics | parameter | 221
AN005716 | binomial_statistics | conf.low | 0.717776618189113
AN005716 | binomial_statistics | conf.high | 1
AN005716 | binomial_statistics | method | Exact binomial test
AN005716 | binomial_statistics | alternative | greater
AN005746 | measurement_metadata | INSTRUMENT_NAME | ABI Sciex 6500+ Qtrap
AN005746 | measurement_metadata | INSTRUMENT_TYPE | Triple quadrupole
AN005746 | measurement_metadata | MS_TYPE | ESI
AN005746 | measurement_metadata | ION_MODE | POSITIVE
AN005746 | measurement_metadata | MS_COMMENTS | Curtain gas at 40 psi (positive mode); collision gas was set at medium; ion spray voltage at 5500 V (positive mode); temperature at 250°C (positive mode); ion source Gas 1 at 55 psi; ion source Gas 2 at 60 psi; entrance potential at 10 V (positive mode); and collision cell exit potential at 12.5 V (positive mode). Quantification was performed using MultiQuant 3.02 (Sciex).
AN005746 | chromatography_metadata | CHROMATOGRAPHY_SUMMARY | For each analysis, 5 µL of sample was injected on a BEH C18 1.7 µm, 2.1×100 mm column (Waters) using a flow rate of 0.25 mL/min at 55°C. For positive ionization mode, mobile phase A consisted of 60:40 acetonitrile/water (v/v) with 10 mM ammonium formate + 0.1% formic acid; mobile phase B consisted of 90:10 isopropyl alcohol/acetonitrile (v/v) with 10 mM ammonium formate + 0.1% formic acid. The gradient was programmed as follows: 0.0-8.0 min from 45% B to 99% B, 8.0-9.0 min at 99% B, 9.0-9.1 min to 45% B, and 9.1-10.0 min at 45% B.
AN005746 | chromatography_metadata | CHROMATOGRAPHY_TYPE | Reversed phase
AN005746 | chromatography_metadata | INSTRUMENT_NAME | Agilent 1290 Infinity II
AN005746 | chromatography_metadata | COLUMN_NAME | Waters ACQUITY UPLC BEH C18 (100 x 2.1mm,1.7um)
AN005746 | chromatography_metadata | SOLVENT_A | 60% acetonitrile/40% water; 10 mM ammonium formate; 0.1% formic acid
AN005746 | chromatography_metadata | SOLVENT_B | 90% isopropyl alcohol/10% acetonitrile; 10 mM ammonium formate; 0.1% formic acid
AN005746 | chromatography_metadata | FLOW_GRADIENT | 0.0-8.0 min from 45% B to 99% B, 8.0-9.0 min at 99% B, 9.0-9.1 min to 45% B, and 9.1-10.0 min at 45% B.
AN005746 | chromatography_metadata | FLOW_RATE | 0.25 mL/min
AN005746 | chromatography_metadata | COLUMN_TEMPERATURE | 55
AN005746 | missingness | n_missing | 14
AN005746 | missingness | n_value | 2204
AN005746 | missingness | perc_missing | 0.635208711433757
AN005746 | binomial_statistics | estimate | 1
AN005746 | binomial_statistics | statistic | 34
AN005746 | binomial_statistics | p.value | 5.82076609134675e-11
AN005746 | binomial_statistics | parameter | 34
AN005746 | binomial_statistics | conf.low | 0.915660356649375
AN005746 | binomial_statistics | conf.high | 1
AN005746 | binomial_statistics | method | Exact binomial test
AN005746 | binomial_statistics | alternative | greater
AN005748 | measurement_metadata | INSTRUMENT_NAME | ABI Sciex 6500+ Qtrap
AN005748 | measurement_metadata | INSTRUMENT_TYPE | Triple quadrupole
AN005748 | measurement_metadata | MS_TYPE | ESI
AN005748 | measurement_metadata | ION_MODE | POSITIVE
AN005748 | measurement_metadata | MS_COMMENTS | curtain gas at 30 psi; collision gas was set at medium; ion spray voltage at 5500 V; temperature at 600°C; ion source Gas 1 at 50 psi; ion source Gas 2 at 60 psi; entrance potential at 10 V; and collision cell exit potential at 12.5 V.
AN005748 | chromatography_metadata | CHROMATOGRAPHY_SUMMARY | For each analysis, 5 µL of sample was injected on a BEH amide 1.7 µm, 2.1×150 mm column (Waters Corporation, Milford, Massachusetts, USA) using a flow rate of 0.40 mL/min at 40°C. Mobile phase A consisted of water with 10 mM ammonium formate + 0.1% formic acid. Mobile phase B consisted of acetonitrile with 0.1% formic acid. The gradient was programmed as follows: 0.0–1.0 min at 95% B; 1.0–7.0 min to 50% B; 7.0–7.1 min to 95% B; and 7.1–10.0 min at 95% B.
AN005748 | chromatography_metadata | CHROMATOGRAPHY_TYPE | HILIC
AN005748 | chromatography_metadata | INSTRUMENT_NAME | Agilent 1290 Infinity II
AN005748 | chromatography_metadata | COLUMN_NAME | Waters ACQUITY UPLC BEH Amide (150 x 2.1mm,1.7um)
AN005748 | chromatography_metadata | SOLVENT_A | 100% water; 10 mM ammonium formate; 0.1% formic acid
AN005748 | chromatography_metadata | SOLVENT_B | 100% acetonitrile; 0.1% formic acid
AN005748 | chromatography_metadata | FLOW_GRADIENT | 0.0–1.0 min at 95% B; 1.0–7.0 min to 50% B; 7.0–7.1 min to 95% B; and 7.1–10.0 min at 95% B
AN005748 | chromatography_metadata | FLOW_RATE | 0.40 mL/min
AN005748 | chromatography_metadata | COLUMN_TEMPERATURE | 40
AN005748 | missingness | n_missing | 71
AN005748 | missingness | n_value | 2842
AN005748 | missingness | perc_missing | 2.49824067558058
AN005748 | binomial_statistics | estimate | 0.985401459854015
AN005748 | binomial_statistics | statistic | 135
AN005748 | binomial_statistics | p.value | 5.4263298792353e-38
AN005748 | binomial_statistics | parameter | 137
AN005748 | binomial_statistics | conf.low | 0.954760507261944
AN005748 | binomial_statistics | conf.high | 1
AN005748 | binomial_statistics | method | Exact binomial test
AN005748 | binomial_statistics | alternative | greater
AN005778 | measurement_metadata | INSTRUMENT_NAME | Thermo Q Exactive Orbitrap
AN005778 | measurement_metadata | INSTRUMENT_TYPE | Orbitrap
AN005778 | measurement_metadata | MS_TYPE | ESI
AN005778 | measurement_metadata | ION_MODE | POSITIVE
AN005778 | measurement_metadata | MS_COMMENTS | Metabolon (LC/MS Pos early) - MS/MS was performed on a Thermo Scientific Q-Exactive high resolution/accurate mass spectrometer interfaced with a heated electrospray ionization (HESI-II) source and Orbitrap mass analyzer operated at 35,000 mass resolution. The MS analysis alternated between MS and data-dependent MSn scans using dynamic exclusion. The scan range varied slighted between methods but covered 70-1000 m/z. Note: In our dataset, cells marked as 'blank (i.e. empty cells)' indicate that the metabolite was either not present in the sample or the measurement fell below the detection limits of our instruments. Essentially, we didn't find any trace of the metabolite, or it was too low to measure accurately. On the other hand, cells labeled 'ND' (which stands for "Not Detected") occur when we consolidate data from different experiments. If a metabolite wasn’t detected in one or more of the individual experiments but was present in others, we mark it as 'ND' in the consolidated dataset. This label helps us understand that while the metabolite was identified in some datasets, it was absent in others, possibly due to variations in experimental conditions or sample differences. By using these distinct labels, we ensure that anyone analyzing the data can clearly understand whether a metabolite was consistently undetectable across all experiments ('blank') or if it was found in some but not all ('ND'). This clarity helps in analyzing the data accurately, avoiding confusion between experimental absence and measurement limitations.
AN005778 | chromatography_metadata | CHROMATOGRAPHY_SUMMARY | Low pH polar (LC/MS Pos early)
AN005778 | chromatography_metadata | CHROMATOGRAPHY_TYPE | Reversed phase
AN005778 | chromatography_metadata | INSTRUMENT_NAME | Waters Acquity
AN005778 | chromatography_metadata | COLUMN_NAME | Waters Acquity BEH C18 (100 x 2mm, 1.7um)
AN005778 | chromatography_metadata | SOLVENT_A | 100% water; 0.1% formic acid; 0.05% Pentafluoropropionic Acid, pH ~2.5
AN005778 | chromatography_metadata | SOLVENT_B | 100% methanol; 0.1% formic acid; 0.05% Pentafluoropropionic Acid, pH ~2.5
AN005778 | chromatography_metadata | FLOW_GRADIENT | Linear gradient from 5% B to 80% B over 3.35 minutes
AN005778 | chromatography_metadata | FLOW_RATE | 0.35 mL/min
AN005778 | chromatography_metadata | COLUMN_TEMPERATURE | 40-50
AN005778 | missingness | n_missing | 4037
AN005778 | missingness | n_value | 55860
AN005778 | missingness | perc_missing | 7.22699606158253
AN005778 | binomial_statistics | estimate | 0.776874316939891
AN005778 | binomial_statistics | statistic | 17771
AN005778 | binomial_statistics | p.value | 0
AN005778 | binomial_statistics | parameter | 22875
AN005778 | binomial_statistics | conf.low | 0.772298675457064
AN005778 | binomial_statistics | conf.high | 1
AN005778 | binomial_statistics | method | Exact binomial test
AN005778 | binomial_statistics | alternative | greater
AN005779 | measurement_metadata | INSTRUMENT_NAME | Thermo Q Exactive Orbitrap
AN005779 | measurement_metadata | INSTRUMENT_TYPE | Orbitrap
AN005779 | measurement_metadata | MS_TYPE | ESI
AN005779 | measurement_metadata | ION_MODE | POSITIVE
AN005779 | measurement_metadata | MS_COMMENTS | Metabolon (LC/MS Pos late) - MS/MS was performed on a Thermo Scientific Q-Exactive high resolution/accurate mass spectrometer interfaced with a heated electrospray ionization (HESI-II) source and Orbitrap mass analyzer operated at 35,000 mass resolution. The MS analysis alternated between MS and data-dependent MSn scans using dynamic exclusion. The scan range varied slighted between methods but covered 70-1000 m/z. Note: In our dataset, cells marked as 'blank (i.e. empty cells)' indicate that the metabolite was either not present in the sample or the measurement fell below the detection limits of our instruments. Essentially, we didn't find any trace of the metabolite, or it was too low to measure accurately. On the other hand, cells labeled 'ND' (which stands for "Not Detected") occur when we consolidate data from different experiments. If a metabolite wasn’t detected in one or more of the individual experiments but was present in others, we mark it as 'ND' in the consolidated dataset. This label helps us understand that while the metabolite was identified in some datasets, it was absent in others, possibly due to variations in experimental conditions or sample differences. By using these distinct labels, we ensure that anyone analyzing the data can clearly understand whether a metabolite was consistently undetectable across all experiments ('blank') or if it was found in some but not all ('ND'). This clarity helps in analyzing the data accurately, avoiding confusion between experimental absence and measurement limitations.
AN005779 | chromatography_metadata | CHROMATOGRAPHY_SUMMARY | Low pH Lipophilic (LC/MS Pos late)
AN005779 | chromatography_metadata | CHROMATOGRAPHY_TYPE | Reversed phase
AN005779 | chromatography_metadata | INSTRUMENT_NAME | Waters Acquity
AN005779 | chromatography_metadata | COLUMN_NAME | Waters Acquity BEH C18 (100 x 2mm, 1.7um)
AN005779 | chromatography_metadata | SOLVENT_A | 100% water; 0.1% formic acid; 0.05% Pentafluoropropionic Acid, pH ~2.5
AN005779 | chromatography_metadata | SOLVENT_B | 50% methanol/50% acetonitrile; 0.1% formic acid; 0.05% Pentafluoropropionic Acid, pH ~2.5
AN005779 | chromatography_metadata | FLOW_GRADIENT | Linear gradient from 40% B to 99.5% B over 1.0 minute, hold 99.5% B for 2.4 minutes.
AN005779 | chromatography_metadata | FLOW_RATE | 0.60 mL/min
AN005779 | chromatography_metadata | COLUMN_TEMPERATURE | 40-50
AN005779 | missingness | n_missing | 2957
AN005779 | missingness | n_value | 48510
AN005779 | missingness | perc_missing | 6.09565038136467
AN005779 | binomial_statistics | estimate | 0.89553684524253
AN005779 | binomial_statistics | statistic | 12019
AN005779 | binomial_statistics | p.value | 0
AN005779 | binomial_statistics | parameter | 13421
AN005779 | binomial_statistics | conf.low | 0.891093271571333
AN005779 | binomial_statistics | conf.high | 1
AN005779 | binomial_statistics | method | Exact binomial test
AN005779 | binomial_statistics | alternative | greater
AN005780 | measurement_metadata | INSTRUMENT_NAME | Thermo Q Exactive Orbitrap
AN005780 | measurement_metadata | INSTRUMENT_TYPE | Orbitrap
AN005780 | measurement_metadata | MS_TYPE | ESI
AN005780 | measurement_metadata | ION_MODE | NEGATIVE
AN005780 | measurement_metadata | MS_COMMENTS | Metabolon (LC/MS Neg) - MS/MS was performed on a Thermo Scientific Q-Exactive high resolution/accurate mass spectrometer interfaced with a heated electrospray ionization (HESI-II) source and Orbitrap mass analyzer operated at 35,000 mass resolution. The MS analysis alternated between MS and data-dependent MSn scans using dynamic exclusion. The scan range varied slighted between methods but covered 70-1000 m/z. Note: In our dataset, cells marked as 'blank (i.e. empty cells)' indicate that the metabolite was either not present in the sample or the measurement fell below the detection limits of our instruments. Essentially, we didn't find any trace of the metabolite, or it was too low to measure accurately. On the other hand, cells labeled 'ND' (which stands for "Not Detected") occur when we consolidate data from different experiments. If a metabolite wasn’t detected in one or more of the individual experiments but was present in others, we mark it as 'ND' in the consolidated dataset. This label helps us understand that while the metabolite was identified in some datasets, it was absent in others, possibly due to variations in experimental conditions or sample differences. By using these distinct labels, we ensure that anyone analyzing the data can clearly understand whether a metabolite was consistently undetectable across all experiments ('blank') or if it was found in some but not all ('ND'). This clarity helps in analyzing the data accurately, avoiding confusion between experimental absence and measurement limitations.
AN005780 | chromatography_metadata | CHROMATOGRAPHY_SUMMARY | High pH (LC/MS Neg)
AN005780 | chromatography_metadata | CHROMATOGRAPHY_TYPE | Reversed phase
AN005780 | chromatography_metadata | INSTRUMENT_NAME | Waters Acquity
AN005780 | chromatography_metadata | COLUMN_NAME | Waters Acquity BEH C18 (100 x 2mm, 1.7um)
AN005780 | chromatography_metadata | SOLVENT_A | 100% water; 6.5 mM ammonium bicarbonate, pH 8
AN005780 | chromatography_metadata | SOLVENT_B | 95% methanol/5% water; 6.5 mM ammonium bicarbonate
AN005780 | chromatography_metadata | FLOW_GRADIENT | Linear gradient from 0.5 to 70% B over 4.0 minutes, then rapid gradient to 99% B in 0.5 minutes.
AN005780 | chromatography_metadata | FLOW_RATE | 0.35 mL/min
AN005780 | chromatography_metadata | COLUMN_TEMPERATURE | 40-50
AN005780 | missingness | n_missing | 6930
AN005780 | missingness | n_value | 59220
AN005780 | missingness | perc_missing | 11.7021276595745
AN005780 | binomial_statistics | estimate | 0.73902069661787
AN005780 | binomial_statistics | statistic | 20496
AN005780 | binomial_statistics | p.value | 0
AN005780 | binomial_statistics | parameter | 27734
AN005780 | binomial_statistics | conf.low | 0.734646648269568
AN005780 | binomial_statistics | conf.high | 1
AN005780 | binomial_statistics | method | Exact binomial test
AN005780 | binomial_statistics | alternative | greater
AN005781 | measurement_metadata | INSTRUMENT_NAME | Thermo Q Exactive Orbitrap
AN005781 | measurement_metadata | INSTRUMENT_TYPE | Orbitrap
AN005781 | measurement_metadata | MS_TYPE | ESI
AN005781 | measurement_metadata | ION_MODE | NEGATIVE
AN005781 | measurement_metadata | MS_COMMENTS | Metabolon (LC/MS Polar) - MS/MS was performed on a Thermo Scientific Q-Exactive high resolution/accurate mass spectrometer interfaced with a heated electrospray ionization (HESI-II) source and Orbitrap mass analyzer operated at 35,000 mass resolution. The MS analysis alternated between MS and data-dependent MSn scans using dynamic exclusion. The scan range varied slighted between methods but covered 70-1000 m/z. Note: In our dataset, cells marked as 'blank (i.e. empty cells)' indicate that the metabolite was either not present in the sample or the measurement fell below the detection limits of our instruments. Essentially, we didn't find any trace of the metabolite, or it was too low to measure accurately. On the other hand, cells labeled 'ND' (which stands for "Not Detected") occur when we consolidate data from different experiments. If a metabolite wasn’t detected in one or more of the individual experiments but was present in others, we mark it as 'ND' in the consolidated dataset. This label helps us understand that while the metabolite was identified in some datasets, it was absent in others, possibly due to variations in experimental conditions or sample differences. By using these distinct labels, we ensure that anyone analyzing the data can clearly understand whether a metabolite was consistently undetectable across all experiments ('blank') or if it was found in some but not all ('ND'). This clarity helps in analyzing the data accurately, avoiding confusion between experimental absence and measurement limitations.
AN005781 | chromatography_metadata | CHROMATOGRAPHY_SUMMARY | HILIC (LC/MS Polar Neg)
AN005781 | chromatography_metadata | CHROMATOGRAPHY_TYPE | HILIC
AN005781 | chromatography_metadata | INSTRUMENT_NAME | Waters Acquity
AN005781 | chromatography_metadata | COLUMN_NAME | Waters Acquity BEH Amide (150 x 2.1mm, 1.7um)
AN005781 | chromatography_metadata | SOLVENT_A | 15% water/5% methanol/80% acetonitrile; 10 mM ammonium formate, (effective pH 10.16 with ammonium hydroxide)
AN005781 | chromatography_metadata | SOLVENT_B | 50% water/50% acetonitrile; 10 mM ammonium formate, (effective pH 10.60 with ammonium hydroxide)
AN005781 | chromatography_metadata | FLOW_GRADIENT | Linear gradient from 5% B to 50% B in 3.5 minutes, then linear gradient from 50% B to 95% B in 2 minutes.
AN005781 | chromatography_metadata | FLOW_RATE | 0.50 mL/min
AN005781 | chromatography_metadata | COLUMN_TEMPERATURE | 40-50
AN005781 | missingness | n_missing | 2281
AN005781 | missingness | n_value | 21630
AN005781 | missingness | perc_missing | 10.545538603791
AN005781 | binomial_statistics | estimate | 0.79798913671559
AN005781 | binomial_statistics | statistic | 6905
AN005781 | binomial_statistics | p.value | 0
AN005781 | binomial_statistics | parameter | 8653
AN005781 | binomial_statistics | conf.low | 0.79075801748865
AN005781 | binomial_statistics | conf.high | 1
AN005781 | binomial_statistics | method | Exact binomial test
AN005781 | binomial_statistics | alternative | greater
AN005789 | measurement_metadata | INSTRUMENT_NAME | Thermo Q Exactive Orbitrap
AN005789 | measurement_metadata | INSTRUMENT_TYPE | Orbitrap
AN005789 | measurement_metadata | MS_TYPE | ESI
AN005789 | measurement_metadata | ION_MODE | POSITIVE
AN005789 | measurement_metadata | MS_COMMENTS | Resolution 70,000, scan range 65-900 m/z, maximum injection time 200 ms, microscans 2, automatic gain control (AGC) 3 x 10^6 ions, source voltage 4.0 kV, capillary temperature 320 C, and sheath gas 45, auxiliary gas 15, and sweep gas 0 (all nitrogen). Data converted to mzXML using RawConverter. Metabolites were annotated and integrated using Maven in conjunction with the KEGG database.
AN005789 | chromatography_metadata | CHROMATOGRAPHY_SUMMARY | Positive C18
AN005789 | chromatography_metadata | CHROMATOGRAPHY_TYPE | Reversed phase
AN005789 | chromatography_metadata | INSTRUMENT_NAME | Thermo Vanquish
AN005789 | chromatography_metadata | COLUMN_NAME | Phenomenex Kinetex C18 (150 x 2.1mm,1.7um)
AN005789 | chromatography_metadata | SOLVENT_A | 100% water; 0.1% formic acid
AN005789 | chromatography_metadata | SOLVENT_B | 100%acetonitrile; 0.1% formic acid
AN005789 | chromatography_metadata | FLOW_GRADIENT | 0-0.5 min 5% B, 0.5-1.1 min 5-95% B, 1.1-2.75 min hold at 95% B, 2.75-3 min 95-5% B, 3-5 min hold at 5% B
AN005789 | chromatography_metadata | FLOW_RATE | 450 uL/min
AN005789 | chromatography_metadata | COLUMN_TEMPERATURE | 45
AN005789 | chromatography_metadata | SAMPLE_INJECTION | 6 uL
AN005789 | missingness | n_missing | 21
AN005789 | missingness | n_value | 3267
AN005789 | missingness | perc_missing | 0.642791551882461
AN005789 | binomial_statistics | estimate | 0.980392156862745
AN005789 | binomial_statistics | statistic | 50
AN005789 | binomial_statistics | p.value | 2.30926389122032e-14
AN005789 | binomial_statistics | parameter | 51
AN005789 | binomial_statistics | conf.low | 0.910328461708572
AN005789 | binomial_statistics | conf.high | 1
AN005789 | binomial_statistics | method | Exact binomial test
AN005789 | binomial_statistics | alternative | greater
AN005790 | measurement_metadata | INSTRUMENT_NAME | Thermo Q Exactive Orbitrap
AN005790 | measurement_metadata | INSTRUMENT_TYPE | Orbitrap
AN005790 | measurement_metadata | MS_TYPE | ESI
AN005790 | measurement_metadata | ION_MODE | NEGATIVE
AN005790 | measurement_metadata | MS_COMMENTS | Resolution 70,000, scan range 65-900 m/z, maximum injection time 200 ms, microscans 2, automatic gain control (AGC) 3 x 10^6 ions, source voltage 4.0 kV, capillary temperature 320 C, and sheath gas 45, auxiliary gas 15, and sweep gas 0 (all nitrogen). Data converted to mzXML using RawConverter. Metabolites were annotated and integrated using Maven in conjunction with the KEGG database.
AN005790 | chromatography_metadata | CHROMATOGRAPHY_SUMMARY | Negative C18
AN005790 | chromatography_metadata | CHROMATOGRAPHY_TYPE | Reversed phase
AN005790 | chromatography_metadata | INSTRUMENT_NAME | Thermo Vanquish
AN005790 | chromatography_metadata | COLUMN_NAME | Phenomenex Kinetex C18 (150 x 2.1mm,1.7um)
AN005790 | chromatography_metadata | SOLVENT_A | 95% water/5% acetonitrile; 1 mM ammonium acetate
AN005790 | chromatography_metadata | SOLVENT_B | 95% acetonitrile/5% water; 1 mM ammonium acetate
AN005790 | chromatography_metadata | FLOW_GRADIENT | 0-0.5 min 0% B, 0.5-1.1 min 0-100% B, 1.1-2.75 min hold at 100% B, 2.75-3 min 100-0% B, 3-5 min hold at 0% B
AN005790 | chromatography_metadata | FLOW_RATE | 450 uL/min
AN005790 | chromatography_metadata | COLUMN_TEMPERATURE | 45
AN005790 | chromatography_metadata | SAMPLE_INJECTION | 6 uL
AN005790 | missingness | n_missing | 19
AN005790 | missingness | n_value | 2678
AN005790 | missingness | perc_missing | 0.709484690067214
AN005790 | binomial_statistics | estimate | 1
AN005790 | binomial_statistics | statistic | 43
AN005790 | binomial_statistics | p.value | 1.13686837721616e-13
AN005790 | binomial_statistics | parameter | 43
AN005790 | binomial_statistics | conf.low | 0.932703246586132
AN005790 | binomial_statistics | conf.high | 1
AN005790 | binomial_statistics | method | Exact binomial test
AN005790 | binomial_statistics | alternative | greater
AN005791 | measurement_metadata | INSTRUMENT_NAME | Thermo Q Exactive Orbitrap
AN005791 | measurement_metadata | INSTRUMENT_TYPE | Orbitrap
AN005791 | measurement_metadata | MS_TYPE | ESI
AN005791 | measurement_metadata | ION_MODE | POSITIVE
AN005791 | measurement_metadata | MS_COMMENTS | Resolution 70,000, scan range 65-900 m/z, maximum injection time 200 ms, microscans 2, automatic gain control (AGC) 3 x 10^6 ions, source voltage 4.0 kV, capillary temperature 320 C, and sheath gas 45, auxiliary gas 15, and sweep gas 0 (all nitrogen). Data converted to mzXML using RawConverter. Metabolites were annotated and integrated using Maven in conjunction with the KEGG database.
AN005791 | chromatography_metadata | CHROMATOGRAPHY_SUMMARY | Positive C18
AN005791 | chromatography_metadata | CHROMATOGRAPHY_TYPE | Reversed phase
AN005791 | chromatography_metadata | INSTRUMENT_NAME | Thermo Vanquish
AN005791 | chromatography_metadata | COLUMN_NAME | Phenomenex Kinetex C18 (150 x 2.1mm,1.7um)
AN005791 | chromatography_metadata | SOLVENT_A | 100% water; 0.1% formic acid
AN005791 | chromatography_metadata | SOLVENT_B | 100%acetonitrile; 0.1% formic acid
AN005791 | chromatography_metadata | FLOW_GRADIENT | 0-0.5 min 5% B, 0.5-1.1 min 5-95% B, 1.1-2.75 min hold at 95% B, 2.75-3 min 95-5% B, 3-5 min hold at 5% B
AN005791 | chromatography_metadata | FLOW_RATE | 450 uL/min
AN005791 | chromatography_metadata | COLUMN_TEMPERATURE | 45
AN005791 | chromatography_metadata | SAMPLE_INJECTION | 6 uL
AN005791 | missingness | n_missing | 18
AN005791 | missingness | n_value | 3120
AN005791 | missingness | perc_missing | 0.576923076923077
AN005791 | binomial_statistics | estimate | 1
AN005791 | binomial_statistics | statistic | 62
AN005791 | binomial_statistics | p.value | 2.168404344971e-19
AN005791 | binomial_statistics | parameter | 62
AN005791 | binomial_statistics | conf.low | 0.952830488624643
AN005791 | binomial_statistics | conf.high | 1
AN005791 | binomial_statistics | method | Exact binomial test
AN005791 | binomial_statistics | alternative | greater
AN005794 | measurement_metadata | INSTRUMENT_NAME | ABI Sciex Triple Quad 5500+
AN005794 | measurement_metadata | INSTRUMENT_TYPE | Triple quadrupole
AN005794 | measurement_metadata | MS_TYPE | ESI
AN005794 | measurement_metadata | ION_MODE | UNSPECIFIED
AN005794 | measurement_metadata | MS_COMMENTS | Samples were analyzed with four methods employing LC separation or flow injection analysis (FIA). LC1 used ionization in positive mode and scheduled MRM detection (125 transitions). LC2 used ionization in negative mode and scheduled MRM detection (69 transitions). Both FIA methods used ionization in positive mode and MRM detection (165 and 382 transitions). Data were analyzed employing the Biocrates MetIDQ software.
AN005794 | chromatography_metadata | CHROMATOGRAPHY_TYPE | None (Direct infusion)
AN005794 | chromatography_metadata | INSTRUMENT_NAME | Waters Acquity
AN005794 | chromatography_metadata | COLUMN_NAME | NA (FIA mode)
AN005794 | chromatography_metadata | SOLVENT_A | 100% water; 0.2% formic acid
AN005794 | chromatography_metadata | SOLVENT_B | 95% acetonitrile/5% water; 0.2% formic acid
AN005794 | chromatography_metadata | FLOW_GRADIENT | 100% B, 0-3min
AN005794 | chromatography_metadata | FLOW_RATE | 0.03mL/min (0-1.6min), 0.2mL/min (1.6-2.8min), Back to 0.03mL/min (2.8-3.0min)
AN005794 | chromatography_metadata | COLUMN_TEMPERATURE | NA
AN005794 | missingness | n_missing | 7439
AN005794 | missingness | n_value | 22607
AN005794 | missingness | perc_missing | 32.9057371610563
AN005794 | binomial_statistics | estimate | 0.57583281605628
AN005794 | binomial_statistics | statistic | 5566
AN005794 | binomial_statistics | p.value | 1.05778225026553e-50
AN005794 | binomial_statistics | parameter | 9666
AN005794 | binomial_statistics | conf.low | 0.567496602122605
AN005794 | binomial_statistics | conf.high | 1
AN005794 | binomial_statistics | method | Exact binomial test
AN005794 | binomial_statistics | alternative | greater
AN005835 | measurement_metadata | INSTRUMENT_NAME | Thermo Exploris 240
AN005835 | measurement_metadata | INSTRUMENT_TYPE | Orbitrap
AN005835 | measurement_metadata | MS_TYPE | ESI
AN005835 | measurement_metadata | ION_MODE | POSITIVE
AN005835 | measurement_metadata | MS_COMMENTS | The LC was coupled to a Thermo Scientific Exploris 240 mass spectrometer operating in heated electrospray ionization mode (HESI) for analysis. The following parameters were set for HESI: spray voltage 3.4 kV (positive) and 2 kV (negative), static spray voltage, sheath gas 25, aux gas 5, sweep gas 0.5, ion transfer tube temperature 320oC, and vaporizer temperature 75oC. The global parameters included an expected peak width of 20 seconds, mild trapping, and a default charge state of 1. A 40-min polarity switching data-dependent Top 5 method was used for positive mode and a data-dependent Top 3 method was used for negative mode. Full MS scan parameters for both positive and negative modes were set as follows: scan range 67-1000 m/z collected in profile mode, Orbitrap resolution 120,000, RF lens 70%, AGC target of 300%, and maximum injection time set to automatic. ddMS2 for positive mode were collected in centroid mode at an Orbitrap resolution of 30,000, isolation window of 1.5 m/z, an AGC target set to standard, a maximum injection time set to automatic, and a normalized collision energy set to 10%, 30%, and 80%. ddMS2 for negative mode were collected in centroid mode at an Orbitrap resolution of 30,000, isolation window of 2 m/z, an AGC target set to standard, a maximum injection time set to automatic, and a normalized collision energy set to 30%. For both positive and negative ddMS2, we applied an intensity threshold of 5e4 and a dynamic exclusion of 5 ppm for 10 seconds, excluding isotopes. A targeted selected ion monitoring (tSIM) scan was also included for pipecolate and P6C/P2C, and the retention time ranges were based on elution of authentic standards (pipecolate) or from positive samples (Aldh7a1-deficient tissues). The tSIM scan for pipecolate was collected from 8-12 minutes in negative mode at an isolation window of 4 m/z (for metabolomics) or 18 m/z (for isotope-tracing experiments, to include m/z shifts), an Orbitrap resolution of 120,000, a RF lens at 70%, an automatic maximum injection time, and collected in profile mode. The tSIM scan for P6C/P2C was collected from 6-10 minutes in positive mode at an isolation window of 4 m/z (for metabolomics) or 18 m/z (for isotope-tracing experiments, to include m/z shifts), an Orbitrap and collected in profile mode.
AN005835 | chromatography_metadata | CHROMATOGRAPHY_TYPE | HILIC
AN005835 | chromatography_metadata | INSTRUMENT_NAME | Thermo Vanquish
AN005835 | chromatography_metadata | COLUMN_NAME | Merck SeQuant ZIC-pHILIC (150 x 2.1mm,5um)
AN005835 | chromatography_metadata | SOLVENT_A | 100% water, 10 mM Ammonium Carbonate, pH 9.0
AN005835 | chromatography_metadata | SOLVENT_B | 100% acetonitrile
AN005835 | chromatography_metadata | FLOW_GRADIENT | 80-20%B (0-30 min), 20-20%B (30-40 minute), and 20-80%B (40-40.5 minute); the LC column was re-equilibrated using 80-80%B from 40.5-52 minute before subsequent injections
AN005835 | chromatography_metadata | FLOW_RATE | 100 uL/min
AN005835 | chromatography_metadata | COLUMN_TEMPERATURE | 25
AN005835 | missingness | n_missing | 2283
AN005835 | missingness | n_value | 5940
AN005835 | missingness | perc_missing | 38.4343434343434
AN005835 | binomial_statistics | estimate | 0.863078375826251
AN005835 | binomial_statistics | statistic | 914
AN005835 | binomial_statistics | p.value | 3.14504609878154e-137
AN005835 | binomial_statistics | parameter | 1059
AN005835 | binomial_statistics | conf.low | 0.844480339116836
AN005835 | binomial_statistics | conf.high | 1
AN005835 | binomial_statistics | method | Exact binomial test
AN005835 | binomial_statistics | alternative | greater
AN005836 | measurement_metadata | INSTRUMENT_NAME | Thermo Exploris 240
AN005836 | measurement_metadata | INSTRUMENT_TYPE | Orbitrap
AN005836 | measurement_metadata | MS_TYPE | ESI
AN005836 | measurement_metadata | ION_MODE | NEGATIVE
AN005836 | measurement_metadata | MS_COMMENTS | The LC was coupled to a Thermo Scientific Exploris 240 mass spectrometer operating in heated electrospray ionization mode (HESI) for analysis. The following parameters were set for HESI: spray voltage 3.4 kV (positive) and 2 kV (negative), static spray voltage, sheath gas 25, aux gas 5, sweep gas 0.5, ion transfer tube temperature 320oC, and vaporizer temperature 75oC. The global parameters included an expected peak width of 20 seconds, mild trapping, and a default charge state of 1. A 40-min polarity switching data-dependent Top 5 method was used for positive mode and a data-dependent Top 3 method was used for negative mode. Full MS scan parameters for both positive and negative modes were set as follows: scan range 67-1000 m/z collected in profile mode, Orbitrap resolution 120,000, RF lens 70%, AGC target of 300%, and maximum injection time set to automatic. ddMS2 for positive mode were collected in centroid mode at an Orbitrap resolution of 30,000, isolation window of 1.5 m/z, an AGC target set to standard, a maximum injection time set to automatic, and a normalized collision energy set to 10%, 30%, and 80%. ddMS2 for negative mode were collected in centroid mode at an Orbitrap resolution of 30,000, isolation window of 2 m/z, an AGC target set to standard, a maximum injection time set to automatic, and a normalized collision energy set to 30%. For both positive and negative ddMS2, we applied an intensity threshold of 5e4 and a dynamic exclusion of 5 ppm for 10 seconds, excluding isotopes. A targeted selected ion monitoring (tSIM) scan was also included for pipecolate and P6C/P2C, and the retention time ranges were based on elution of authentic standards (pipecolate) or from positive samples (Aldh7a1-deficient tissues). The tSIM scan for pipecolate was collected from 8-12 minutes in negative mode at an isolation window of 4 m/z (for metabolomics) or 18 m/z (for isotope-tracing experiments, to include m/z shifts), an Orbitrap resolution of 120,000, a RF lens at 70%, an automatic maximum injection time, and collected in profile mode. The tSIM scan for P6C/P2C was collected from 6-10 minutes in positive mode at an isolation window of 4 m/z (for metabolomics) or 18 m/z (for isotope-tracing experiments, to include m/z shifts), an Orbitrap and collected in profile mode.
AN005836 | chromatography_metadata | CHROMATOGRAPHY_TYPE | HILIC
AN005836 | chromatography_metadata | INSTRUMENT_NAME | Thermo Vanquish
AN005836 | chromatography_metadata | COLUMN_NAME | Merck SeQuant ZIC-pHILIC (150 x 2.1mm,5um)
AN005836 | chromatography_metadata | SOLVENT_A | 100% water, 10 mM Ammonium Carbonate, pH 9.0
AN005836 | chromatography_metadata | SOLVENT_B | 100% acetonitrile
AN005836 | chromatography_metadata | FLOW_GRADIENT | 80-20%B (0-30 min), 20-20%B (30-40 minute), and 20-80%B (40-40.5 minute); the LC column was re-equilibrated using 80-80%B from 40.5-52 minute before subsequent injections
AN005836 | chromatography_metadata | FLOW_RATE | 100 uL/min
AN005836 | chromatography_metadata | COLUMN_TEMPERATURE | 25
AN005836 | missingness | n_missing | 2283
AN005836 | missingness | n_value | 5940
AN005836 | missingness | perc_missing | 38.4343434343434
AN005836 | binomial_statistics | estimate | 0.863078375826251
AN005836 | binomial_statistics | statistic | 914
AN005836 | binomial_statistics | p.value | 3.14504609878154e-137
AN005836 | binomial_statistics | parameter | 1059
AN005836 | binomial_statistics | conf.low | 0.844480339116836
AN005836 | binomial_statistics | conf.high | 1
AN005836 | binomial_statistics | method | Exact binomial test
AN005836 | binomial_statistics | alternative | greater
AN005854 | measurement_metadata | INSTRUMENT_NAME | Agilent 5975C
AN005854 | measurement_metadata | INSTRUMENT_TYPE | Single quadrupole
AN005854 | measurement_metadata | MS_TYPE | EI
AN005854 | measurement_metadata | ION_MODE | POSITIVE
AN005854 | measurement_metadata | MS_COMMENTS | Temperatures were the following: injector: 250°C, transfer line: 290°C, source: 250 °C and quadripole 150 °C. 5 scans per second were acquired spanning a 50 to 600 Da range. Instrument was tuned with PFTBA with the 69 m/z and 219 m/z of equal intensities. 5 scans per second were acquired. The split mode conditions were: 70°C for 2 min then 30°C per min to 330 °C for 5 min. Helium constant flow 1 mL/min. Data processing: Raw Agilent datafiles were converted in NetCDF format and analyzed with AMDIS http://chemdata.nist.gov/mass-spc/amdis/. An home retention indices/ mass spectra library built from the NIST, Golm , http://gmd.mpimp-golm.mpg.de/ and Fiehn databases and standard compounds was used for metabolites identification. Peak areas were also determined with the Targetlynx software (Waters) after conversion of the NetCDF file in masslynx format as well as TargetSearch. AMDIS, Target Lynx and TargetSearch in splitless and split 30 modes data were compiled in one single Excel File for comparison. After blank mean substraction peak areas were normalized to Ribitol and Fresh Weight. Statistical analysis was made with TMEV http://www.tm4.org/mev.html : univariate analysis by permutation (1way-anova and 2-way anova) were firstly used to select the significant metabolites (P-value &lt; 0.01). Multivariate analysis (hierarchical clustering and principal component analysis) were then made on them. Absolute quantification: A response coefficient was determined for 4 ng each of a set of 103 métabolites, respectively to the same amount of ribitol. This factor was used to give an estimation of the absolute concentration of the metabolite in what we may call a “one point calibration”. Metabolites rich in nitrogen (basic aminoacids and polyamines) gave several analytes (up to 5 for glutamine and asparagine). The peak area as TIC equivalent of these analytes were summed to express the contents of these metabolites. They are referred to “sum” in the tables.
AN005854 | chromatography_metadata | CHROMATOGRAPHY_SUMMARY | The instrument was an Agilent 7890A gas chromatograph coupled to an Agilent 5975C mass spectrometer. The column was an Rxi-5SilMS from Restek (30 m with 10 m integraguard column). The liner (Restek # 20994) was changed before each derivatization series. Oven temperature ramp was 70 °C for 7 min then 10 °C/min to 330 °C for 5 min (run length 38 min). Helium constant flow was 0.7 mL/min. Temperatures were the following: injector: 250°C, transfer line: 290°C, source: 250 °C and quadripole 150 °C. 5 scans per second were acquired spanning a 50 to 600 Da range. Instrument was tuned with PFTBA with the 69 m/z and 219 m/z of equal intensities. 5 scans per second were acquired. The split mode conditions were: 70°C for 2 min then 30°C per min to 330 °C for 5 min. Helium constant flow 1 mL/min.
AN005854 | chromatography_metadata | CHROMATOGRAPHY_TYPE | GC
AN005854 | chromatography_metadata | INSTRUMENT_NAME | Agilent 7890A
AN005854 | chromatography_metadata | COLUMN_NAME | Restek Rxi-5Sil (30m x 0.25mm,0.25um)
AN005854 | chromatography_metadata | SOLVENT_A | NA
AN005854 | chromatography_metadata | SOLVENT_B | NA
AN005854 | chromatography_metadata | FLOW_GRADIENT | NA
AN005854 | chromatography_metadata | FLOW_RATE | 0.7 mL/min
AN005854 | chromatography_metadata | COLUMN_TEMPERATURE | Oven temperature ramp was 70 °C for 7 min then 10 °C/min to 330 °C for 5 min (run length 38 min)
AN005854 | missingness | n_missing | 198
AN005854 | missingness | n_value | 4158
AN005854 | missingness | perc_missing | 4.76190476190476
AN005854 | binomial_statistics | estimate | 0.826164874551971
AN005854 | binomial_statistics | statistic | 461
AN005854 | binomial_statistics | p.value | 5.1848447496276e-58
AN005854 | binomial_statistics | parameter | 558
AN005854 | binomial_statistics | conf.low | 0.797609806827218
AN005854 | binomial_statistics | conf.high | 1
AN005854 | binomial_statistics | method | Exact binomial test
AN005854 | binomial_statistics | alternative | greater
AN005870 | measurement_metadata | INSTRUMENT_NAME | Agilent 6495 QQQ
AN005870 | measurement_metadata | INSTRUMENT_TYPE | Triple quadrupole
AN005870 | measurement_metadata | MS_TYPE | ESI
AN005870 | measurement_metadata | ION_MODE | POSITIVE
AN005870 | measurement_metadata | MS_COMMENTS | Details previously published in https://doi.org/10.1016/j.chembiol.2018.10.008 Analysis of plasma extracts was performed on an Agilent 6495 QQQ mass spectrometer with an Agilent 1290 series HPLC system and a ZORBAX eclipse plus C18 column (2.1x100mm 1.8μm, Agilent) with the thermostat set at 60°C. Mass spectrometry analysis was performed in positive ion mode with dynamic scheduled multiple reaction monitoring (MRM). Mass spectrometry settings and MRM transitions for each lipid class, subclass and individual species are shown in Tables 1 and S1. The solvent system consisted of solvent A) 50% H2O / 30% acetonitrile / 20% isopropanol (v/v/v) containing 10mM ammonium formate and solvent B) 1% H2O / 9% acetonitrile / 90% isopropanol (v/v/v) containing 10mM ammonium formate. We utilized a stepped linear gradient with a 15-minute cycle time per sample and a 1μL sample injection. The gradient was as follows; starting with a flow rate of 0.4ml/minute at 10% B and increasing to 45% B over 2.7 minutes, then to 53% over 0.1 minutes, to 65% over 6.2 minutes, to 89% over 0.1 minute, to 92% over 1.9 minutes and finally to 100% over 0.1 minute. The solvent was then held at 100% B for 0.8 minutes (total 11.9 minutes). Equilibration was as follows, solvent was decreased from 100% B to 10% B over 0.1 minute and held for an additional 0.9 minutes. Flow rate was then switched to 0.6 ml/minute for 1 minute before returning to 0.4 ml/minute over 0.1 minutes. Solvent B was held at 10% B for a further 0.9 minutes at 0.4ml/minutes for a total cycle time of 15 minutes. The following mass spectrometer conditions were used; gas temperature, 150°C, gas flow rate 17L/min, nebulizer 20psi, Sheath gas temperature 200°C, capillary voltage 3500V and sheath gas flow 10L/min. Isolation widths for Q1 and Q3 were set to “unit” resolution (0.7 amu). PQC samples consisting of a pooled set of 6 healthy individuals were incorporated into the analysis at 1 PQC per 18 plasma samples. TQC consisted of PQC extracts which were pooled and split into individual vials to provide a measure of technical variation from the mass spectrometer only. These were included at a ratio of 1 TQC per 18 plasma samples. TQCs were monitored for changes in peak area, width and retention time to determine the performance of the LC-MS/MS analysis and were subsequently used to align for differential responses across the analytical batches.
AN005870 | chromatography_metadata | CHROMATOGRAPHY_SUMMARY | The running solvent consisted of solvent A: 50% H2O / 30% acetonitrile / 20% isopropanol (v/v/v) containing 10mM ammonium formate and 5uM medronic acid, and solvent B: 1% H2O / 9% acetonitrile / 90% isopropanol (v/v/v) containing 10mM ammonium formate. We utilized a stepped linear gradient with a 16-minute cycle time per sample and a 1µL sample injection. To increase throughput, we used a dual column set up to equilibrate the second column while the first is running a sample. The sample analytical gradient was as follows: starting with a flow rate of 0.4mL/minute at 15% B and increasing to 50% B over 2.5 minutes, then to 57% over 0.1 minutes, to 70% over 6.4 minutes, to 93% over 0.1 minute, to 96% over 1.9 minutes and finally to 100% over 0.1 minute. The solvent was then held at 100% B for 0.9 minutes (total 12.0 minutes). Equilibration was started as follows: solvent was decreased from 100% B to 15% B over 0.2 minutes and held until a total of 16 minutes. The next sample is injected and the columns are switched.
AN005870 | chromatography_metadata | CHROMATOGRAPHY_TYPE | Reversed phase
AN005870 | chromatography_metadata | INSTRUMENT_NAME | Agilent 1290 Infinity II
AN005870 | chromatography_metadata | COLUMN_NAME | Agilent ZORBAX Eclipse Plus C18 (100 x 2.1mm,1.8um)
AN005870 | chromatography_metadata | SOLVENT_A | 50% water/30% acetonitrile/20% isopropanol; 10mM ammonium formate; 5uM medronic acid
AN005870 | chromatography_metadata | SOLVENT_B | 1% water/9% acetonitrile/90% isopropanol; 10mM ammonium formate
AN005870 | chromatography_metadata | FLOW_GRADIENT | Starting with a flow rate of 0.4mL/minute at 15% B and increasing to 50% B over 2.5 minutes, then to 57% over 0.1 minutes, to 70% over 6.4 minutes, to 93% over 0.1 minute, to 96% over 1.9 minutes and finally to 100% over 0.1 minute. The solvent was then held at 100% B for 0.9 minutes (total 12.0 minutes). Equilibration was started as follows: solvent was decreased from 100% B to 15% B over 0.2 minutes and held until a total of 16 minutes.
AN005870 | chromatography_metadata | FLOW_RATE | 0.4mL/min
AN005870 | chromatography_metadata | COLUMN_TEMPERATURE | 45
AN005870 | missingness | n_missing | 101
AN005870 | missingness | n_value | 13651
AN005870 | missingness | perc_missing | 0.73987253681049
AN005870 | binomial_statistics | estimate | 1
AN005870 | binomial_statistics | statistic | 238
AN005870 | binomial_statistics | p.value | 2.26391976970673e-72
AN005870 | binomial_statistics | parameter | 238
AN005870 | binomial_statistics | conf.low | 0.98749177595035
AN005870 | binomial_statistics | conf.high | 1
AN005870 | binomial_statistics | method | Exact binomial test
AN005870 | binomial_statistics | alternative | greater
AN005879 | measurement_metadata | INSTRUMENT_NAME | Thermo Q Exactive Orbitrap
AN005879 | measurement_metadata | INSTRUMENT_TYPE | Orbitrap
AN005879 | measurement_metadata | MS_TYPE | ESI
AN005879 | measurement_metadata | ION_MODE | POSITIVE
AN005879 | measurement_metadata | MS_COMMENTS | Metabolon (LC/MS Pos early)
AN005879 | chromatography_metadata | CHROMATOGRAPHY_SUMMARY | Low pH polar (LC/MS Pos early)
AN005879 | chromatography_metadata | CHROMATOGRAPHY_TYPE | Reversed phase
AN005879 | chromatography_metadata | INSTRUMENT_NAME | Waters Acquity
AN005879 | chromatography_metadata | COLUMN_NAME | Waters Acquity BEH C18 (100 x 2mm, 1.7μm)
AN005879 | chromatography_metadata | SOLVENT_A | 100% water; 0.1% formic acid; 0.05% PFPA, pH ~2.5
AN005879 | chromatography_metadata | SOLVENT_B | 100% methanol; 0.1% formic acid; 0.05% PFPA, pH ~2.5
AN005879 | chromatography_metadata | FLOW_GRADIENT | Linear gradient from 5% B to 80% B over 3.35 minutes
AN005879 | chromatography_metadata | FLOW_RATE | 0.35 mL/min
AN005879 | chromatography_metadata | COLUMN_TEMPERATURE | 40-50
AN005879 | missingness | n_missing | 264
AN005879 | missingness | n_value | 2808
AN005879 | missingness | perc_missing | 9.4017094017094
AN005879 | binomial_statistics | estimate | 0.980225988700565
AN005879 | binomial_statistics | statistic | 347
AN005879 | binomial_statistics | p.value | 3.6211781929034e-93
AN005879 | binomial_statistics | parameter | 354
AN005879 | binomial_statistics | conf.low | 0.963180525748761
AN005879 | binomial_statistics | conf.high | 1
AN005879 | binomial_statistics | method | Exact binomial test
AN005879 | binomial_statistics | alternative | greater
AN005881 | measurement_metadata | INSTRUMENT_NAME | Thermo Q Exactive Orbitrap
AN005881 | measurement_metadata | INSTRUMENT_TYPE | Orbitrap
AN005881 | measurement_metadata | MS_TYPE | ESI
AN005881 | measurement_metadata | ION_MODE | NEGATIVE
AN005881 | measurement_metadata | MS_COMMENTS | Metabolon (LC/MS Neg)
AN005881 | chromatography_metadata | CHROMATOGRAPHY_SUMMARY | High pH (LC/MS Neg)
AN005881 | chromatography_metadata | CHROMATOGRAPHY_TYPE | Reversed phase
AN005881 | chromatography_metadata | INSTRUMENT_NAME | Waters Acquity
AN005881 | chromatography_metadata | COLUMN_NAME | Waters ACQUITY UPLC BEH C18 (100 x 2.1mm,1.7μm)
AN005881 | chromatography_metadata | SOLVENT_A | NA
AN005881 | chromatography_metadata | SOLVENT_B | NA
AN005881 | chromatography_metadata | FLOW_GRADIENT | Methanol and water with 6.5mM Ammonium Bicarbonate at pH 8
AN005881 | chromatography_metadata | FLOW_RATE | 0.60 mL/min
AN005881 | chromatography_metadata | COLUMN_TEMPERATURE | 40-50
AN005881 | missingness | n_missing | 331
AN005881 | missingness | n_value | 2496
AN005881 | missingness | perc_missing | 13.2612179487179
AN005881 | binomial_statistics | estimate | 0.786632390745501
AN005881 | binomial_statistics | statistic | 306
AN005881 | binomial_statistics | p.value | 2.01608857848644e-31
AN005881 | binomial_statistics | parameter | 389
AN005881 | binomial_statistics | conf.low | 0.749602420615753
AN005881 | binomial_statistics | conf.high | 1
AN005881 | binomial_statistics | method | Exact binomial test
AN005881 | binomial_statistics | alternative | greater
AN005892 | measurement_metadata | INSTRUMENT_NAME | Thermo Q Exactive Plus Orbitrap
AN005892 | measurement_metadata | INSTRUMENT_TYPE | Orbitrap
AN005892 | measurement_metadata | MS_TYPE | ESI
AN005892 | measurement_metadata | ION_MODE | UNSPECIFIED
AN005892 | measurement_metadata | MS_COMMENTS | A 15μl aliquot of the sample was used for high-resolution HPLC-tandem mass spectrometry. High-resolution HPLC-tandem mass spectrometry was performed on a Q-Exactive (ThermoFisher Scientific) in line with an electrospray source and an UltiMate 3000 (ThermoFisher Scientific) series HPLC consisting of a binary pump, degasser and autosampler outfitted with a Xbridge Amide column (Waters; 3 mm × 100 mm dimension and a 3.5 μm particle size). Mobile phase A contained water and acetonitrile (95/5, v/v), 10 mM ammonium hydroxide and 10 mM ammonium acetate (pH 9.0). Mobile phase B was 100% acetonitrile. The gradient was set to 0 min, 15% A; 2.5 min, 30% A; 7 min, 43% A; 16 min, 62% A; 16.1–18 min, 75% A; 18–25 min, 15% A, with a flow rate of 400 μl min–1. The capillary of the electrospray ionization source was set to 275 °C, with sheath gas at 45 arbitrary units, auxiliary gas at 5 arbitrary units and the spray voltage at 4.0 kV. A mass/charge ratio scan ranging from 70 to 850 was used in positive/negative polarity switching mode. MS1 data were collected at a resolution The automatic gain control (AGC) target was set at 1 × 106, with a maximum injection time of 200 ms. The top five precursor ions were fragmented using the higher-energy collisional dissociation cell with normalized collision energy of 30% in MS2 at a resolution of 17,500. Data were acquired with Xcalibur software (v.4.1; ThermoFisher Scientific).
AN005892 | chromatography_metadata | CHROMATOGRAPHY_SUMMARY | 15μl aliquot of the sample was used for high-resolution HPLC-tandem mass spectrometry. High-resolution HPLC-tandem mass spectrometry was performed on a Q-Exactive (ThermoFisher Scientific) in line with an electrospray source and an UltiMate 3000 (ThermoFisher Scientific) series HPLC consisting of a binary pump, degasser and autosampler outfitted with a XBridge Amide column (Waters; 4.6 mm × 100 mm dimension and a 3.5 μm particle size). Mobile phase A contained water and acetonitrile (95/5, v/v), 10 mM ammonium hydroxide and 10 mM ammonium acetate (pH 9.0). Mobile phase B was 100% acetonitrile. The gradient was set to 0 min, 15% A; 2.5 min, 30% A; 7 min, 43% A; 16 min, 62% A; 16.1–18 min, 75% A; 18–25 min, 15% A, with a flow rate of 400 μl min–1. The capillary of the electrospray ionization source was set to 275 °C, with sheath gas at 45 arbitrary units, auxiliary gas at 5 arbitrary units and the spray voltage at 4.0 kV. A mass/charge ratio scan ranging from 70 to 850 was used in positive/negative polarity switching mode. MS1 data were collected at a resolution The automatic gain control (AGC) target was set at 1 × 106, with a maximum injection time of 200 ms. The top five precursor ions were fragmented using the higher-energy collisional dissociation cell with normalized collision energy of 30% in MS2 at a resolution of 17,500. Data were acquired with Xcalibur software (v.4.1; ThermoFisher Scientific).
AN005892 | chromatography_metadata | CHROMATOGRAPHY_TYPE | HILIC
AN005892 | chromatography_metadata | INSTRUMENT_NAME | Thermo Dionex Ultimate 3000
AN005892 | chromatography_metadata | COLUMN_NAME | Waters XBridge Amide (100 x 4.6mm,3.5um)
AN005892 | chromatography_metadata | SOLVENT_A | 95% water/5% acetonitrile; 10 mM ammonium hydroxide; 10 mM ammonium acetate (pH 9.0)
AN005892 | chromatography_metadata | SOLVENT_B | 100% acetonitrile
AN005892 | chromatography_metadata | FLOW_GRADIENT | 0 min, 15% A; 2.5 min, 30% A; 7 min, 43% A; 16 min, 62% A; 16.1–18 min, 75% A; 18–25 min, 15% A
AN005892 | chromatography_metadata | FLOW_RATE | 400 uL/min
AN005892 | chromatography_metadata | COLUMN_TEMPERATURE | 25
AN005892 | chromatography_metadata | INJECTION_TEMPERATURE | 275
AN005892 | missingness | n_missing | 3286
AN005892 | missingness | n_value | 10065
AN005892 | missingness | perc_missing | 32.6477893691008
AN005892 | binomial_statistics | estimate | 0.937687687687688
AN005892 | binomial_statistics | statistic | 1249
AN005892 | binomial_statistics | p.value | 4.59643520376418e-268
AN005892 | binomial_statistics | parameter | 1332
AN005892 | binomial_statistics | conf.low | 0.925680515107883
AN005892 | binomial_statistics | conf.high | 1
AN005892 | binomial_statistics | method | Exact binomial test
AN005892 | binomial_statistics | alternative | greater
AN005908 | measurement_metadata | INSTRUMENT_NAME | Thermo Q Exactive Orbitrap
AN005908 | measurement_metadata | INSTRUMENT_TYPE | Orbitrap
AN005908 | measurement_metadata | MS_TYPE | ESI
AN005908 | measurement_metadata | ION_MODE | POSITIVE
AN005908 | measurement_metadata | MS_COMMENTS | Metabolites were detected with a Thermo Scientific Q Exactive mass spectrometer run with polarity switching in full scan mode with an m/z range of 70-975 and 70.000 resolution.
AN005908 | chromatography_metadata | CHROMATOGRAPHY_TYPE | HILIC
AN005908 | chromatography_metadata | INSTRUMENT_NAME | Thermo Vanquish
AN005908 | chromatography_metadata | COLUMN_NAME | Phenomenex Synergi Hydro RP 100 A (100 x 2mm,2.5um)
AN005908 | chromatography_metadata | SOLVENT_A | 5 mM NH4AcO pH 9.9
AN005908 | chromatography_metadata | SOLVENT_B | 100% Acetonitrile
AN005908 | chromatography_metadata | FLOW_GRADIENT | The chromatographic separation was performed on a Vanquish Flex (Thermo Scientific) with mobile phases A (5 mM NH4AcO pH 9.9) and B (ACN) and a flow rate of 200 μl/min. A linear gradient from 15% A to 95% A over 18 min was followed by 7 min isocratic flow at 95% A and re-equilibration to 15% A
AN005908 | chromatography_metadata | FLOW_RATE | 0.2 mL/min
AN005908 | chromatography_metadata | COLUMN_TEMPERATURE | 27 ºC
AN005908 | missingness | n_missing | 155
AN005908 | missingness | n_value | 2184
AN005908 | missingness | perc_missing | 7.0970695970696
AN005908 | binomial_statistics | estimate | 0.95364238410596
AN005908 | binomial_statistics | statistic | 144
AN005908 | binomial_statistics | p.value | 1.13480154204298e-34
AN005908 | binomial_statistics | parameter | 151
AN005908 | binomial_statistics | conf.low | 0.914693507110965
AN005908 | binomial_statistics | conf.high | 1
AN005908 | binomial_statistics | method | Exact binomial test
AN005908 | binomial_statistics | alternative | greater
AN005909 | measurement_metadata | INSTRUMENT_NAME | Thermo Q Exactive Orbitrap
AN005909 | measurement_metadata | INSTRUMENT_TYPE | Orbitrap
AN005909 | measurement_metadata | MS_TYPE | ESI
AN005909 | measurement_metadata | ION_MODE | NEGATIVE
AN005909 | measurement_metadata | MS_COMMENTS | Metabolites were detected with a Thermo Scientific Q Exactive mass spectrometer run with polarity switching in full scan mode with an m/z range of 70-975 and 70.000 resolution.
AN005909 | chromatography_metadata | CHROMATOGRAPHY_TYPE | HILIC
AN005909 | chromatography_metadata | INSTRUMENT_NAME | Thermo Vanquish
AN005909 | chromatography_metadata | COLUMN_NAME | Phenomenex Synergi Hydro RP 100 A (100 x 2mm,2.5um)
AN005909 | chromatography_metadata | SOLVENT_A | 5 mM NH4AcO pH 9.9
AN005909 | chromatography_metadata | SOLVENT_B | 100% Acetonitrile
AN005909 | chromatography_metadata | FLOW_GRADIENT | The chromatographic separation was performed on a Vanquish Flex (Thermo Scientific) with mobile phases A (5 mM NH4AcO pH 9.9) and B (ACN) and a flow rate of 200 μl/min. A linear gradient from 15% A to 95% A over 18 min was followed by 7 min isocratic flow at 95% A and re-equilibration to 15% A
AN005909 | chromatography_metadata | FLOW_RATE | 0.2 mL/min
AN005909 | chromatography_metadata | COLUMN_TEMPERATURE | 27 ºC
AN005909 | missingness | n_missing | 194
AN005909 | missingness | n_value | 2808
AN005909 | missingness | perc_missing | 6.90883190883191
AN005909 | binomial_statistics | estimate | 1
AN005909 | binomial_statistics | statistic | 250
AN005909 | binomial_statistics | p.value | 5.52714787526052e-76
AN005909 | binomial_statistics | parameter | 250
AN005909 | binomial_statistics | conf.low | 0.988088580285019
AN005909 | binomial_statistics | conf.high | 1
AN005909 | binomial_statistics | method | Exact binomial test
AN005909 | binomial_statistics | alternative | greater
AN005914 | measurement_metadata | INSTRUMENT_NAME | Thermo Q Exactive Orbitrap
AN005914 | measurement_metadata | INSTRUMENT_TYPE | Orbitrap
AN005914 | measurement_metadata | MS_TYPE | ESI
AN005914 | measurement_metadata | ION_MODE | UNSPECIFIED
AN005914 | measurement_metadata | MS_COMMENTS | Metabolites were measured with a Thermo Scientific Q Exactive Hybrid Quadrupole-Orbitrap Mass spectrometer (HRMS) coupled to a Dionex Ultimate 3000 UHPLC. The mass spectrometer was operated in full-scan, polarity-switching mode, with the spray voltage set to +4.5 kV/-3.5 kV, the heated capillary held at 320 °C, and the auxiliary gas heater held at 280 °C. The sheath gas flow was set to 55 units, the auxiliary gas flow was set to 15 units, and the sweep gas flow was set to 0 unit. HRMS data acquisition was performed in a range of m/z = 70–900, with the resolution set at 70,000, the AGC target at 1 × 106, and the maximum injection time (Max IT) at 120 ms. Metabolite identities were confirmed using two parameters: (1) precursor ion m/z was matched within 5 ppm of theoretical mass predicted by the chemical formula; (2) the retention time of metabolites was within 5% of the retention time of a purified standard run with the same chromatographic method. Chromatogram review and peak area integration were performed using the Thermo Fisher software Tracefinder 5.0 and the peak area for each detected metabolite was normalized against the total ion count (TIC) of that sample to correct any variations introduced from sample handling through instrument analysis. The normalized areas were used as variables for further statistical data analysis
AN005914 | chromatography_metadata | CHROMATOGRAPHY_TYPE | HILIC
AN005914 | chromatography_metadata | INSTRUMENT_NAME | Thermo Dionex Ultimate 3000
AN005914 | chromatography_metadata | COLUMN_NAME | SeQuant ZIC-HILIC (150 x 2.1mm,5um)
AN005914 | chromatography_metadata | SOLVENT_A | 100% water; 20 mM ammonium carbonate; 0.05% ammonium hydroxide
AN005914 | chromatography_metadata | SOLVENT_B | 100% acetonitrile
AN005914 | chromatography_metadata | FLOW_GRADIENT | 0-2 min: 80% B; 2-17 min: linear gradient from 80% B to 20% B; 17-17.1 min: linear gradient from 20% B to 80% B; 17.1-22.5min: hold at 80% B
AN005914 | chromatography_metadata | FLOW_RATE | 0.200 mL/min
AN005914 | chromatography_metadata | COLUMN_TEMPERATURE | 40
AN005914 | missingness | n_missing | 83
AN005914 | missingness | n_value | 7923
AN005914 | missingness | perc_missing | 1.04758298624258
AN005914 | binomial_statistics | estimate | 0.909448818897638
AN005914 | binomial_statistics | statistic | 462
AN005914 | binomial_statistics | p.value | 8.68446285957066e-88
AN005914 | binomial_statistics | parameter | 508
AN005914 | binomial_statistics | conf.low | 0.885701358657187
AN005914 | binomial_statistics | conf.high | 1
AN005914 | binomial_statistics | method | Exact binomial test
AN005914 | binomial_statistics | alternative | greater
AN005939 | measurement_metadata | INSTRUMENT_NAME | Thermo Q Exactive Plus Orbitrap
AN005939 | measurement_metadata | INSTRUMENT_TYPE | Orbitrap
AN005939 | measurement_metadata | MS_TYPE | ESI
AN005939 | measurement_metadata | MS_COMMENTS | The samples were run on the positive mode and the raw data were processed using LipidXplorer. Analysed data was taken relative to the internal standerd for each species and then the lipid abundance was calculated per gram of tissue. NOTE: "0" values indicate that the metabolite wasn't detected, while the "NA" indicates that the metabolite was detected but wasn't able to be calculated because the internal standard wasn't detected in the individual sample.
AN005939 | measurement_metadata | ION_MODE | POSITIVE
AN005939 | chromatography_metadata | INSTRUMENT_NAME | none
AN005939 | chromatography_metadata | COLUMN_NAME | none
AN005939 | chromatography_metadata | COLUMN_TEMPERATURE | none
AN005939 | chromatography_metadata | FLOW_GRADIENT | none
AN005939 | chromatography_metadata | FLOW_RATE | none
AN005939 | chromatography_metadata | SOLVENT_A | none
AN005939 | chromatography_metadata | SOLVENT_B | none
AN005939 | chromatography_metadata | CHROMATOGRAPHY_TYPE | None (Direct infusion)
AN005939 | missingness | n_missing | 1087
AN005939 | missingness | n_value | 6110
AN005939 | missingness | perc_missing | 17.7905073649755
AN005939 | binomial_statistics | estimate | 0.824605153782211
AN005939 | binomial_statistics | statistic | 992
AN005939 | binomial_statistics | p.value | 1.09981031192032e-121
AN005939 | binomial_statistics | parameter | 1203
AN005939 | binomial_statistics | conf.low | 0.805570259509141
AN005939 | binomial_statistics | conf.high | 1
AN005939 | binomial_statistics | method | Exact binomial test
AN005939 | binomial_statistics | alternative | greater
AN005952 | measurement_metadata | INSTRUMENT_NAME | Agilent 6530 QTOF
AN005952 | measurement_metadata | INSTRUMENT_TYPE | QTOF
AN005952 | measurement_metadata | MS_TYPE | ESI
AN005952 | measurement_metadata | ION_MODE | NEGATIVE
AN005952 | measurement_metadata | MS_COMMENTS | Metabolomics: Data were acquired in MS-only mode, while MS/MS spectra were obtained exclusively from a pooled sample for annotation. Scan range: 50-1050 CID energy: 20V and 40V All data was converted. mzML format using ProteoWizard. Metabolomics data was processed in MzMine (v2.59) utilizing modules such as ADAP chromatogram builder and deconvolution. Compounds were annotated at Metabolomics Standards Initiative (MSI) levels 3 using the libraries of National Institute of Standards and Technology 2017 (NIST17) and MassBank of North America (MoNa). Features with signals less than 5 times those in blanks or missing in more than 20% of QC samples were removed and signals were QC corrected
AN005952 | chromatography_metadata | CHROMATOGRAPHY_SUMMARY | Metabolomics
AN005952 | chromatography_metadata | CHROMATOGRAPHY_TYPE | Reversed phase
AN005952 | chromatography_metadata | INSTRUMENT_NAME | Agilent 1290
AN005952 | chromatography_metadata | COLUMN_NAME | Agilent ZORBAX Eclipse Plus C18 (50 x 2.1mm,1.8um)
AN005952 | chromatography_metadata | SOLVENT_A | 100% water; 0.1% formic acid
AN005952 | chromatography_metadata | SOLVENT_B | 100% acetonitrile; 0.1% formic acid
AN005952 | chromatography_metadata | FLOW_GRADIENT | 3% B from 0 to 1.5 min, 3-40% B from 1.5 to 4.5 min, 40-95% B from 4.5 to 7.5 min, 95% B from 7.5 to 10.1 min, and 95-3% B from 10.1 to 10.5 min, followed by a 3.5-minute equilibration
AN005952 | chromatography_metadata | FLOW_RATE | 400 uL/min
AN005952 | chromatography_metadata | COLUMN_TEMPERATURE | 40
AN005952 | missingness | n_missing | 1648
AN005952 | missingness | n_value | 10773
AN005952 | missingness | perc_missing | 15.2975030168013
AN005952 | binomial_statistics | estimate | 0.857436953165208
AN005952 | binomial_statistics | statistic | 1666
AN005952 | binomial_statistics | p.value | 1.6432837982295e-241
AN005952 | binomial_statistics | parameter | 1943
AN005952 | binomial_statistics | conf.low | 0.843733256465564
AN005952 | binomial_statistics | conf.high | 1
AN005952 | binomial_statistics | method | Exact binomial test
AN005952 | binomial_statistics | alternative | greater
AN006017 | measurement_metadata | INSTRUMENT_NAME | ABI Sciex 6500 QTrap
AN006017 | measurement_metadata | INSTRUMENT_TYPE | Triple quadrupole
AN006017 | measurement_metadata | MS_TYPE | ESI
AN006017 | measurement_metadata | ION_MODE | POSITIVE
AN006017 | measurement_metadata | MS_COMMENTS | Peak identifications were performed using Analyst software (version 1.6, SCIEX). Only peaks that comprised an intensity &gt;2% and a signal-to-noise ratio (S/N) &gt;5 were recorded. The relative signal intensities were processed by normalization to total signal intensities. Peak changes between samples were confirmed by manual quantification. Multivariate statistical analysis and cluster analysis were accomplished by using MetaboAnalyst 4.0 (www.metaboanalyst.ca). A detailed description of the data analysis can be found in the supplemental information.
AN006017 | chromatography_metadata | CHROMATOGRAPHY_TYPE | Normal phase
AN006017 | chromatography_metadata | INSTRUMENT_NAME | Shimadzu 20AD
AN006017 | chromatography_metadata | COLUMN_NAME | Ultremex silica column (250 × 4.6 mm, 5 μm) fitted with a 2 × 4 mm silica guard cartridge (Phenomenex, Torrance, CA, USA)
AN006017 | chromatography_metadata | SOLVENT_A | 58% Isopropyl alcohol/40% Hexane/2% 100 mM Ammonium acetate
AN006017 | chromatography_metadata | SOLVENT_B | 50% Isopropyl alcohol/40% Hexane/10% 100 mM Ammonium acetate
AN006017 | chromatography_metadata | FLOW_GRADIENT | The samples were then eluted with a 300 μL/min gradient as follows: 50% B from 0 to 5 min. From 5 to 30 min, B was linearly ramped up to 100%, where it remained for 10 min. From 40 to 41 min, B was returned to 50%, where it remained until the end of the run at 50 min. In neutral lipids’ quantification, the samples were then eluted with a 200 μL/min gradient as follow: 5% B from 0 to 8 min and then 25% B from 8 to 25 min. From 25 to 30 min, B was linearly ramped to 90%, where it remained for 6 min. From 35 to 40 min, B was returned to 5%, where it remained until the end of the run at 50 min.
AN006017 | chromatography_metadata | FLOW_RATE | 300 μL/min
AN006017 | chromatography_metadata | COLUMN_TEMPERATURE | 16℃
AN006017 | missingness | n_missing | 7
AN006017 | missingness | n_value | 19635
AN006017 | missingness | perc_missing | 0.035650623885918
AN006017 | binomial_statistics | estimate | 0.926470588235294
AN006017 | binomial_statistics | statistic | 63
AN006017 | binomial_statistics | p.value | 3.82553147146302e-14
AN006017 | binomial_statistics | parameter | 68
AN006017 | binomial_statistics | conf.low | 0.851597714431967
AN006017 | binomial_statistics | conf.high | 1
AN006017 | binomial_statistics | method | Exact binomial test
AN006017 | binomial_statistics | alternative | greater
AN006028 | measurement_metadata | INSTRUMENT_NAME | Bruker timsTOF
AN006028 | measurement_metadata | INSTRUMENT_TYPE | QTOF
AN006028 | measurement_metadata | MS_TYPE | ESI
AN006028 | measurement_metadata | ION_MODE | POSITIVE
AN006028 | measurement_metadata | MS_COMMENTS | Sodium formate was the calibrant used in the external calibration procedure. The two parts of the acquisition procedure were the auto MS scan, which took 0 to 0.3 minutes, and the auto MS/MS, which took 0.3 to 30 minutes and included fragmentation. At 12 Hz, both segments were run in the positive mode. The automatic in-run mass scan range was ±0.5 for the precursor ion width and covered 20–1300 m/z. For every cycle of 0.5 seconds, three precursors were selected, and 400 counts served as the threshold. Following three spectra, active exclusion was started, and it was lifted after 0.2 minutes.The MetaboScape® 4.0 software (Bruker Daltonics, Billerica, MA, USA) was used to analyze the collected data. The T-ReX 2D/3D workflow used bucketing parameters for the processed data, which included a peak length spanning 7 spectra, an intensity threshold of 1000, and peak area for quantification. Mass spectra calibration was performed in the range of 0-0.3 min, using features from at least 50 to 186 samples. With a mass range of 50 to 1300 m/z and a retention time range of 0.3 to 25 minutes, the auto MS/MS scan adhered to the average methodology. For the LC-QTOF analysis, duplicate samples from 52 individuals in each group were collected. Following the combination of these samples, a dataset with 3625 distinct features was produced. By matching the retention duration and MS/MS spectra to the HMBD 4.0 database—carefully designed to meet the unique requirements of the metabolomics community—metabolites were identified. After filtering with MetaboScape®, an extensive collection of 108 unique metabolites was selected. The quantitative data matrix was created using each metabolite's peak intensities. The metabolite datasets contained only those metabolites that were statistically significant (p-value &lt; 0.05*) and listed in the human metabolome database 4.0 (HMDB). The human metabolites were filtered using the HMDB online database (https://hmdb.ca/metabolites/HMDB0059911). There were still 108 distinct metabolites after HMDB filtration. The MetaboAnalyst 5.0 software, developed by McGill University in Montreal, QC, Canada, is a comprehensive platform for metabolomics data analysis. The metabolite datasets were exported as CSV files and then imported into the program (16). The most distinctive characteristics within the group under study were chosen using MetaboAnalyst's sparse partial least squares-discriminant analysis (sPLS-DA) method for sample classification. By applying the false discovery rate (FDR) approach, multiple hypothesis testing corrections were applied with the goal of minimizing the rate of false positives. A two-tailed independent Student's t-test was used to determine whether the pregnant women with GDM had significantly different metabolites from the pregnant normoglycemic group. As a result, a volcano plot was made to show the fold change (p&lt;0.05*, FC=1.25) and statistical significance, emphasizing the dysregulation of cellular metabolites for each condition. Metaboanalyst was utilized in the construction of Functional Enrichments. Furthermore, pathway analysis and metabolite set enrichment were conducted using MetaboAnalyst 5.0 (https://www.metaboanalyst.ca).
AN006028 | chromatography_metadata | CHROMATOGRAPHY_TYPE | Reversed phase
AN006028 | chromatography_metadata | INSTRUMENT_NAME | Bruker Elute
AN006028 | chromatography_metadata | COLUMN_NAME | Hamilton Intensity Solo 2 C18 (100 x 2.1 mm, 1.8 um)
AN006028 | chromatography_metadata | SOLVENT_A | 100% water; 0.1% Formic Acid
AN006028 | chromatography_metadata | SOLVENT_B | 100% acetonitrile; 0.1% Formic Acid
AN006028 | chromatography_metadata | FLOW_GRADIENT | 0–2 min, 99% A: 1% B; 2–17 min, 99–1% A: 1–99% B; 17–20 min, 99% B: 1% A was the gradient program. 0.25 ml/min was the set flow rate. Next, 99% B to 99% A for 20–20.1 min; 99% A: 1% B at 0.35 ml/min flow rate for 20.1–28.5 min; and 99% A: 1% B at 0.25 ml/min for 28.5–30 min
AN006028 | chromatography_metadata | FLOW_RATE | 250 uL/min - 350uL/min
AN006028 | chromatography_metadata | COLUMN_TEMPERATURE | 35 °C
AN006028 | missingness | n_missing | 529
AN006028 | missingness | n_value | 5616
AN006028 | missingness | perc_missing | 9.41951566951567
AN006028 | binomial_statistics | estimate | 0.633321073924237
AN006028 | binomial_statistics | statistic | 1722
AN006028 | binomial_statistics | p.value | 1.2153491549302e-44
AN006028 | binomial_statistics | parameter | 2719
AN006028 | binomial_statistics | conf.low | 0.617834751234668
AN006028 | binomial_statistics | conf.high | 1
AN006028 | binomial_statistics | method | Exact binomial test
AN006028 | binomial_statistics | alternative | greater
AN006031 | measurement_metadata | INSTRUMENT_NAME | Thermo Q Exactive Orbitrap
AN006031 | measurement_metadata | INSTRUMENT_TYPE | Orbitrap
AN006031 | measurement_metadata | MS_TYPE | Other
AN006031 | measurement_metadata | ION_MODE | POSITIVE
AN006031 | measurement_metadata | MS_COMMENTS | Metabolon (LC/MS Pos early). These data are normalized across batches to generate the Batch-normalized data and correct for minor instrument technical variation from batch to batch. Essentially, each compound is corrected in instrument batch blocks by registering the medians of each batch to equal one (1.00) and normalizing each data point proportionately (termed the “block correction”). For each metabolite, the raw values in the experimental samples are divided by the median of those samples in each instrument batch, giving each batch and thus the metabolite a median of one. Batch-normalized data simply reflect median-scaled raw data.
AN006031 | chromatography_metadata | CHROMATOGRAPHY_SUMMARY | Low pH polar (LC/MS Pos early)
AN006031 | chromatography_metadata | CHROMATOGRAPHY_TYPE | Reversed phase
AN006031 | chromatography_metadata | INSTRUMENT_NAME | Waters Acquity
AN006031 | chromatography_metadata | COLUMN_NAME | Waters Acquity BEH C18 (100 x 2mm, 1.7um)
AN006031 | chromatography_metadata | SOLVENT_A | 100% water; 0.1% formic acid; 0.05% PFPA, pH ~2.5
AN006031 | chromatography_metadata | SOLVENT_B | 100% methanol; 0.1% formic acid; 0.05% PFPA, pH ~2.5
AN006031 | chromatography_metadata | FLOW_GRADIENT | Linear gradient from 5% B to 80% B over 3.35 minutes
AN006031 | chromatography_metadata | FLOW_RATE | 0.35 mL/min
AN006031 | chromatography_metadata | COLUMN_TEMPERATURE | 40-50
AN006031 | missingness | n_missing | 422
AN006031 | missingness | n_value | 6851
AN006031 | missingness | perc_missing | 6.15968471755948
AN006031 | binomial_statistics | estimate | 0.516901408450704
AN006031 | binomial_statistics | statistic | 734
AN006031 | binomial_statistics | p.value | 0.106145386217112
AN006031 | binomial_statistics | parameter | 1420
AN006031 | binomial_statistics | conf.low | 0.494725640582603
AN006031 | binomial_statistics | conf.high | 1
AN006031 | binomial_statistics | method | Exact binomial test
AN006031 | binomial_statistics | alternative | greater
AN006032 | measurement_metadata | INSTRUMENT_NAME | Thermo Q Exactive Orbitrap
AN006032 | measurement_metadata | INSTRUMENT_TYPE | Orbitrap
AN006032 | measurement_metadata | MS_TYPE | Other
AN006032 | measurement_metadata | ION_MODE | POSITIVE
AN006032 | measurement_metadata | MS_COMMENTS | Metabolon (LC/MS Pos late). These data are normalized across batches to generate the Batch-normalized data and correct for minor instrument technical variation from batch to batch. Essentially, each compound is corrected in instrument batch blocks by registering the medians of each batch to equal one (1.00) and normalizing each data point proportionately (termed the “block correction”). For each metabolite, the raw values in the experimental samples are divided by the median of those samples in each instrument batch, giving each batch and thus the metabolite a median of one. Batch-normalized data simply reflect median-scaled raw data.
AN006032 | chromatography_metadata | CHROMATOGRAPHY_SUMMARY | Low pH Lipophilic (LC/MS Pos late)
AN006032 | chromatography_metadata | CHROMATOGRAPHY_TYPE | Reversed phase
AN006032 | chromatography_metadata | INSTRUMENT_NAME | Waters Acquity
AN006032 | chromatography_metadata | COLUMN_NAME | Waters Acquity BEH C18 (100 x 2mm, 1.7um)
AN006032 | chromatography_metadata | SOLVENT_A | 100% water; 0.1% formic acid; 0.05% PFPA, pH ~2.5
AN006032 | chromatography_metadata | SOLVENT_B | 50% methanol/50% acetonitrile; 0.1% formic acid; 0.05% PFPA, pH ~2.5
AN006032 | chromatography_metadata | FLOW_GRADIENT | Linear gradient from 40% B to 99.5% B over 1.0 minute, hold 99.5% B for 2.4 minutes.
AN006032 | chromatography_metadata | FLOW_RATE | 0.60 mL/min
AN006032 | chromatography_metadata | COLUMN_TEMPERATURE | 40-50
AN006032 | missingness | n_missing | 479
AN006032 | missingness | n_value | 6758
AN006032 | missingness | perc_missing | 7.0878958271678
AN006032 | binomial_statistics | estimate | 0.533793103448276
AN006032 | binomial_statistics | statistic | 774
AN006032 | binomial_statistics | p.value | 0.00541480086197751
AN006032 | binomial_statistics | parameter | 1450
AN006032 | binomial_statistics | conf.low | 0.511863140723445
AN006032 | binomial_statistics | conf.high | 1
AN006032 | binomial_statistics | method | Exact binomial test
AN006032 | binomial_statistics | alternative | greater
AN006033 | measurement_metadata | INSTRUMENT_NAME | Thermo Q Exactive Orbitrap
AN006033 | measurement_metadata | INSTRUMENT_TYPE | Orbitrap
AN006033 | measurement_metadata | MS_TYPE | Other
AN006033 | measurement_metadata | ION_MODE | NEGATIVE
AN006033 | measurement_metadata | MS_COMMENTS | Metabolon (LC/MS Neg). These data are normalized across batches to generate the Batch-normalized data and correct for minor instrument technical variation from batch to batch. Essentially, each compound is corrected in instrument batch blocks by registering the medians of each batch to equal one (1.00) and normalizing each data point proportionately (termed the “block correction”). For each metabolite, the raw values in the experimental samples are divided by the median of those samples in each instrument batch, giving each batch and thus the metabolite a median of one. Batch-normalized data simply reflect median-scaled raw data.
AN006033 | chromatography_metadata | CHROMATOGRAPHY_SUMMARY | High pH (LC/MS Neg)
AN006033 | chromatography_metadata | CHROMATOGRAPHY_TYPE | Reversed phase
AN006033 | chromatography_metadata | INSTRUMENT_NAME | Waters Acquity
AN006033 | chromatography_metadata | COLUMN_NAME | Waters Acquity BEH C18 (100 x 2mm, 1.7um)
AN006033 | chromatography_metadata | SOLVENT_A | 100% water; 6.5 mM ammonium bicarbonate, pH 8
AN006033 | chromatography_metadata | SOLVENT_B | 95% methanol/5% water; 6.5 mM ammonium bicarbonate
AN006033 | chromatography_metadata | FLOW_GRADIENT | Linear gradient from 0.5 to 70% B over 4.0 minutes, then rapid gradient to 99% B in 0.5 minutes.
AN006033 | chromatography_metadata | FLOW_RATE | 0.35 mL/min
AN006033 | chromatography_metadata | COLUMN_TEMPERATURE | 40-50
AN006033 | missingness | n_missing | 963
AN006033 | missingness | n_value | 11842
AN006033 | missingness | perc_missing | 8.13207228508698
AN006033 | binomial_statistics | estimate | 0.549747656813266
AN006033 | binomial_statistics | statistic | 1525
AN006033 | binomial_statistics | p.value | 8.68689403733404e-08
AN006033 | binomial_statistics | parameter | 2774
AN006033 | binomial_statistics | conf.low | 0.533996247572109
AN006033 | binomial_statistics | conf.high | 1
AN006033 | binomial_statistics | method | Exact binomial test
AN006033 | binomial_statistics | alternative | greater
AN006034 | measurement_metadata | INSTRUMENT_NAME | Thermo Q Exactive Orbitrap
AN006034 | measurement_metadata | INSTRUMENT_TYPE | Orbitrap
AN006034 | measurement_metadata | MS_TYPE | Other
AN006034 | measurement_metadata | ION_MODE | NEGATIVE
AN006034 | measurement_metadata | MS_COMMENTS | Metabolon (LC/MS Polar). These data are normalized across batches to generate the Batch-normalized data and correct for minor instrument technical variation from batch to batch. Essentially, each compound is corrected in instrument batch blocks by registering the medians of each batch to equal one (1.00) and normalizing each data point proportionately (termed the “block correction”). For each metabolite, the raw values in the experimental samples are divided by the median of those samples in each instrument batch, giving each batch and thus the metabolite a median of one. Batch-normalized data simply reflect median-scaled raw data.
AN006034 | chromatography_metadata | CHROMATOGRAPHY_SUMMARY | HILIC (LC/MS Polar Neg)
AN006034 | chromatography_metadata | CHROMATOGRAPHY_TYPE | HILIC
AN006034 | chromatography_metadata | INSTRUMENT_NAME | Waters Acquity
AN006034 | chromatography_metadata | COLUMN_NAME | Waters ACQUITY UPLC BEH Amide (150 x 2.1mm,1.7um)
AN006034 | chromatography_metadata | SOLVENT_A | 15% water/5% methanol/80% acetonitrile; 10 mM ammonium formate, (effective pH 10.16 with NH4OH)
AN006034 | chromatography_metadata | SOLVENT_B | 50% water/50% acetonitrile; 10 mM ammonium formate, (effective pH 10.60 with NH4OH)
AN006034 | chromatography_metadata | FLOW_GRADIENT | Linear gradient from 5% B to 50% B in 3.5 minutes, then linear gradient from 50% B to 95% B in 2 minutes.
AN006034 | chromatography_metadata | FLOW_RATE | 0.50 mL/min
AN006034 | chromatography_metadata | COLUMN_TEMPERATURE | 40-50
AN006034 | missingness | n_missing | 147
AN006034 | missingness | n_value | 3255
AN006034 | missingness | perc_missing | 4.51612903225806
AN006034 | binomial_statistics | estimate | 0.558510638297872
AN006034 | binomial_statistics | statistic | 315
AN006034 | binomial_statistics | p.value | 0.00307540994206591
AN006034 | binomial_statistics | parameter | 564
AN006034 | binomial_statistics | conf.low | 0.523062570608025
AN006034 | binomial_statistics | conf.high | 1
AN006034 | binomial_statistics | method | Exact binomial test
AN006034 | binomial_statistics | alternative | greater
AN006035 | measurement_metadata | INSTRUMENT_NAME | Bruker 600 MHz
AN006035 | measurement_metadata | INSTRUMENT_TYPE | FT-NMR
AN006035 | measurement_metadata | NMR_EXPERIMENT_TYPE | 1D-1H
AN006035 | measurement_metadata | SPECTROMETER_FREQUENCY | 600 MHz
AN006035 | measurement_metadata | NMR_PROBE | 5-mm PATXI 1H-13C-15N and 2H-decoupling probe
AN006035 | measurement_metadata | NMR_SOLVENT | H2O
AN006035 | measurement_metadata | NMR_TUBE_SIZE | 5 mm
AN006035 | measurement_metadata | PULSE_SEQUENCE | noesygp1D; cpmg1D; diffusion-edited
AN006035 | measurement_metadata | WATER_SUPPRESSION | water peak suppression-presaturation
AN006035 | measurement_metadata | RECEIVER_GAIN | 90.5
AN006035 | measurement_metadata | TEMPERATURE | 37
AN006035 | measurement_metadata | NUMBER_OF_SCANS | 32
AN006035 | measurement_metadata | DUMMY_SCANS | 4
AN006035 | measurement_metadata | ACQUISITION_TIME | 2.7s
AN006035 | measurement_metadata | RELAXATION_DELAY | 4s
AN006035 | measurement_metadata | SPECTRAL_WIDTH | 18,028 Hz
AN006035 | measurement_metadata | NUM_DATA_POINTS_ACQUIRED | 98000
AN006035 | measurement_metadata | LINE_BROADENING | 0.3
AN006035 | measurement_metadata | BASELINE_CORRECTION_METHOD | automatic
AN006035 | measurement_metadata | CHEMICAL_SHIFT_REF_STD | doublet at 5.24 ppm
AN006035 | missingness | n_missing | 127
AN006035 | missingness | n_value | 6255
AN006035 | missingness | perc_missing | 2.03037569944045
AN006035 | binomial_statistics | estimate | 0.602526724975705
AN006035 | binomial_statistics | statistic | 620
AN006035 | binomial_statistics | p.value | 2.53154713718724e-11
AN006035 | binomial_statistics | parameter | 1029
AN006035 | binomial_statistics | conf.low | 0.576752443259451
AN006035 | binomial_statistics | conf.high | 1
AN006035 | binomial_statistics | method | Exact binomial test
AN006035 | binomial_statistics | alternative | greater
AN006041 | measurement_metadata | INSTRUMENT_NAME | Thermo Q Exactive HF-X Orbitrap
AN006041 | measurement_metadata | INSTRUMENT_TYPE | Orbitrap
AN006041 | measurement_metadata | MS_TYPE | ESI
AN006041 | measurement_metadata | ION_MODE | UNSPECIFIED
AN006041 | measurement_metadata | MS_COMMENTS | Resolution - 120,000, m/z range - 60-900, AGC target - 1e6, maximum injection time – 70 ms. ddMS2 was applied using the following settings: Resolution - 30,000, AGC target - 5e5, maximum injection time – 70, topN - 5, Normalized collision energy – 20. Samples were acquired in positive and negative ionization mode simultaneously (polarity switching).
AN006041 | chromatography_metadata | CHROMATOGRAPHY_TYPE | HILIC
AN006041 | chromatography_metadata | INSTRUMENT_NAME | Thermo Vanquish
AN006041 | chromatography_metadata | COLUMN_NAME | SeQuant ZIC- pHILIC (150 x 2.1mm,5um)
AN006041 | chromatography_metadata | SOLVENT_A | 100% water, 0.01% formic acid
AN006041 | chromatography_metadata | SOLVENT_B | 90% acetonitrile, 0.1% formic acid, 20 mM ammonium acetate
AN006041 | chromatography_metadata | FLOW_GRADIENT | 90 % B for 1.5 min, followed by a decrease to 20% B within 15 min, then 20% B for 2 min, increase to 90% B within 2 min, then 90% B for 13 min
AN006041 | chromatography_metadata | FLOW_RATE | 200 µl/ml
AN006041 | chromatography_metadata | COLUMN_TEMPERATURE | 50°C
AN006041 | missingness | n_missing | 81
AN006041 | missingness | n_value | 1408
AN006041 | missingness | perc_missing | 5.75284090909091
AN006041 | binomial_statistics | estimate | 0.971428571428571
AN006041 | binomial_statistics | statistic | 170
AN006041 | binomial_statistics | p.value | 2.77674431130528e-44
AN006041 | binomial_statistics | parameter | 175
AN006041 | binomial_statistics | conf.low | 0.940867831992308
AN006041 | binomial_statistics | conf.high | 1
AN006041 | binomial_statistics | method | Exact binomial test
AN006041 | binomial_statistics | alternative | greater
AN006050 | measurement_metadata | INSTRUMENT_NAME | Thermo Q Exactive Orbitrap
AN006050 | measurement_metadata | INSTRUMENT_TYPE | Orbitrap
AN006050 | measurement_metadata | MS_TYPE | ESI
AN006050 | measurement_metadata | ION_MODE | POSITIVE
AN006050 | measurement_metadata | MS_COMMENTS | Resolution 70,000, scan range 65-900 m/z, maximum injection time 200 ms, microscans 2, automatic gain control (AGC) 3 x 10^6 ions, source voltage 4.0 kV, capillary temperature 320 C, and sheath gas 45, auxiliary gas 15, and sweep gas 0 (all nitrogen).
AN006050 | chromatography_metadata | CHROMATOGRAPHY_SUMMARY | Positive C18
AN006050 | chromatography_metadata | CHROMATOGRAPHY_TYPE | Reversed phase
AN006050 | chromatography_metadata | INSTRUMENT_NAME | Thermo Vanquish
AN006050 | chromatography_metadata | COLUMN_NAME | Phenomenex Kinetex C18 (30 x 2.1mm, 1.7 um)
AN006050 | chromatography_metadata | SOLVENT_A | 100% water; 0.1% formic acid
AN006050 | chromatography_metadata | SOLVENT_B | 100% acetonitrile; 0.1% formic acid
AN006050 | chromatography_metadata | FLOW_GRADIENT | 0-0.3 min 5-95% B at 0.45 mL/min, 0.3 to 0.8 min hold at 95%B at 0.45 mL/min, 0.80-0.81 min 95-5%B and increase to 1 mL/min, 0.81-1.0 min hold at 5%B at 1 mL/min, at 1 min decrease flow to 0.45 mL/min
AN006050 | chromatography_metadata | FLOW_RATE | Programmed flow rate, see gradient
AN006050 | chromatography_metadata | COLUMN_TEMPERATURE | 45
AN006050 | chromatography_metadata | SAMPLE_INJECTION | 10 uL
AN006050 | missingness | n_missing | 887
AN006050 | missingness | n_value | 53352
AN006050 | missingness | perc_missing | 1.66254310991153
AN006050 | binomial_statistics | estimate | 0.91478093403948
AN006050 | binomial_statistics | statistic | 3800
AN006050 | binomial_statistics | p.value | 0
AN006050 | binomial_statistics | parameter | 4154
AN006050 | binomial_statistics | conf.low | 0.907316782354846
AN006050 | binomial_statistics | conf.high | 1
AN006050 | binomial_statistics | method | Exact binomial test
AN006050 | binomial_statistics | alternative | greater
AN006062 | measurement_metadata | INSTRUMENT_NAME | ABI Sciex 6500 QTrap
AN006062 | measurement_metadata | INSTRUMENT_TYPE | QTRAP
AN006062 | measurement_metadata | MS_TYPE | API
AN006062 | measurement_metadata | ION_MODE | POSITIVE
AN006062 | measurement_metadata | MS_COMMENTS | Targeted metabolite profiling was performed using MS multiple reaction-monitoring transitions. Multiple Reaction Monitoring (MRM) Q1/Q3 peak integration of the raw data files (Analyst software, v.1.6.2; ABSciex) was performed using software MultiQuant 3.0 (ABSciex).
AN006062 | chromatography_metadata | CHROMATOGRAPHY_SUMMARY | Chromatographic method to detect analytes such as amino acids, endocannabinoids, fatty acid β-oxidation intermediates, gut-derived metabolites, nucleotides, neurotransmitters, cofactors and vitamins.
AN006062 | chromatography_metadata | CHROMATOGRAPHY_TYPE | HILIC
AN006062 | chromatography_metadata | INSTRUMENT_NAME | Agilent 1260
AN006062 | chromatography_metadata | COLUMN_NAME | Waters Atlantis T3 (150 x 4.6mm,5um)
AN006062 | chromatography_metadata | SOLVENT_A | 100% water; 0.1% formic acid; 10 mM ammonium formate (pH ~2.5)
AN006062 | chromatography_metadata | SOLVENT_B | 100% acetonitrile; 0.1% formic acid
AN006062 | chromatography_metadata | FLOW_GRADIENT | The LC gradient program begins with an initial condition of 5% solvent A and 95% solvent B, with a flow rate of 0.25 mL/min, which is held for 0.5 minutes to establish system equilibration. The gradient then proceeds as follows: at 6 minutes, the mobile phase composition shifts to 60% solvent A and 40% solvent B for 3minutes; at 10 minutes, it changes back to 5% solvent A and 95% solvent B; at 11 minutes, the flow rate increases to 0.4 mL/min while maintaining a composition of 5% solvent A and 95% solvent B for a duration of 12.5 minutes; and at 24.5 minutes, the flow rate decreases back to 0.25 mL/min. The final condition is maintained for 1 minutes to ensure stability before subsequent analyses.
AN006062 | chromatography_metadata | FLOW_RATE | 0.250 – 0.400 mL/min
AN006062 | chromatography_metadata | COLUMN_TEMPERATURE | 40
AN006062 | missingness | n_missing | 9
AN006062 | missingness | n_value | 3535
AN006062 | missingness | perc_missing | 0.254596888260255
AN006062 | binomial_statistics | estimate | 1
AN006062 | binomial_statistics | statistic | 44
AN006062 | binomial_statistics | p.value | 5.68434188608079e-14
AN006062 | binomial_statistics | parameter | 44
AN006062 | binomial_statistics | conf.low | 0.934181228855066
AN006062 | binomial_statistics | conf.high | 1
AN006062 | binomial_statistics | method | Exact binomial test
AN006062 | binomial_statistics | alternative | greater
AN006063 | measurement_metadata | INSTRUMENT_NAME | ABI Sciex 6500 QTrap
AN006063 | measurement_metadata | INSTRUMENT_TYPE | QTRAP
AN006063 | measurement_metadata | MS_TYPE | API
AN006063 | measurement_metadata | ION_MODE | NEGATIVE
AN006063 | measurement_metadata | MS_COMMENTS | Targeted metabolite profiling was performed using MS multiple reaction-monitoring transitions. Multiple Reaction Monitoring (MRM) Q1/Q3 peak integration of the raw data files (Analyst software, v.1.6.2; ABSciex) was performed using software MultiQuant 3.0 (ABSciex).
AN006063 | chromatography_metadata | CHROMATOGRAPHY_SUMMARY | Chromatographic method to detect analytes such as amino acids, endocannabinoids, fatty acid β-oxidation intermediates, gut-derived metabolites, nucleotides, neurotransmitters, cofactors and vitamins.
AN006063 | chromatography_metadata | CHROMATOGRAPHY_TYPE | AMIDE
AN006063 | chromatography_metadata | INSTRUMENT_NAME | Agilent 1260
AN006063 | chromatography_metadata | COLUMN_NAME | Waters XBridge BEH Amide (100 x 2.1mm,2.5um)
AN006063 | chromatography_metadata | SOLVENT_A | 95% acetonitrile/5% water; 20mM ammonium acetate; 20mM ammonium hydroxide (pH 9.0)
AN006063 | chromatography_metadata | SOLVENT_B | 100% acetonitrile
AN006063 | chromatography_metadata | FLOW_GRADIENT | The LC gradient program is initialized with an initial mobile phase composition of 15% solvent A and 85% solvent B at a flow rate of 0.25 mL/min. Over the course of 8 minutes, the mobile phase composition undergoes a transition to 65% solvent A and 35% solvent B. Subsequently, at 8 minutes, the composition shifts to 98% solvent A and 2% solvent B, maintained for 1 minute. The mobile phase reverts back to the initial composition of 15% solvent A and 85% solvent B at 10 minutes. At 12.5 minutes, the flow rate is increased to 0.4 mL/min, while maintaining a constant mobile phase composition of 15% solvent A and 85% solvent B for a period of 2.5 minutes. Finally, at 15 minutes, the flow rate is reduced back to 0.25 mL/min. To ensure system stability, the final condition is maintained for 1 minute prior to subsequent analyses.
AN006063 | chromatography_metadata | FLOW_RATE | 0.250 – 0.400 mL/min
AN006063 | chromatography_metadata | COLUMN_TEMPERATURE | 40
AN006063 | missingness | n_missing | 85
AN006063 | missingness | n_value | 3780
AN006063 | missingness | perc_missing | 2.24867724867725
AN006063 | binomial_statistics | estimate | 1
AN006063 | binomial_statistics | statistic | 135
AN006063 | binomial_statistics | p.value | 2.29588740394978e-41
AN006063 | binomial_statistics | parameter | 135
AN006063 | binomial_statistics | conf.low | 0.978053791003514
AN006063 | binomial_statistics | conf.high | 1
AN006063 | binomial_statistics | method | Exact binomial test
AN006063 | binomial_statistics | alternative | greater
AN006074 | measurement_metadata | INSTRUMENT_NAME | Thermo Q Exactive Plus Orbitrap
AN006074 | measurement_metadata | INSTRUMENT_TYPE | Orbitrap
AN006074 | measurement_metadata | MS_TYPE | ESI
AN006074 | measurement_metadata | MS_COMMENTS | The samples were run on the positive mode and the raw data were processed using LipidXplorer. Analysed data was taken relative to the internal standerd for each species and then the lipid abundance was calculated per gram of tissue. NOTE: "0" values indicate that the metabolite wasn't detected, while the "NA" indicates that the metabolite was detected but wasn't able to be calculated because the internal standard wasn't detected in the individual sample.
AN006074 | measurement_metadata | ION_MODE | POSITIVE
AN006074 | chromatography_metadata | INSTRUMENT_NAME | none
AN006074 | chromatography_metadata | COLUMN_NAME | none
AN006074 | chromatography_metadata | COLUMN_TEMPERATURE | none
AN006074 | chromatography_metadata | FLOW_GRADIENT | none
AN006074 | chromatography_metadata | FLOW_RATE | none
AN006074 | chromatography_metadata | SOLVENT_A | none
AN006074 | chromatography_metadata | SOLVENT_B | none
AN006074 | chromatography_metadata | CHROMATOGRAPHY_TYPE | None (Direct infusion)
AN006074 | missingness | n_missing | 494
AN006074 | missingness | n_value | 6360
AN006074 | missingness | perc_missing | 7.76729559748428
AN006074 | binomial_statistics | estimate | 0.939226519337017
AN006074 | binomial_statistics | statistic | 680
AN006074 | binomial_statistics | p.value | 8.09016304641846e-148
AN006074 | binomial_statistics | parameter | 724
AN006074 | binomial_statistics | conf.low | 0.922545509653486
AN006074 | binomial_statistics | conf.high | 1
AN006074 | binomial_statistics | method | Exact binomial test
AN006074 | binomial_statistics | alternative | greater
AN006075 | measurement_metadata | INSTRUMENT_NAME | Bruker timsTOF fleX
AN006075 | measurement_metadata | INSTRUMENT_TYPE | QTOF
AN006075 | measurement_metadata | MS_TYPE | ESI
AN006075 | measurement_metadata | ION_MODE | POSITIVE
AN006075 | measurement_metadata | MS_COMMENTS | Lipidomics: Data were acquired in MS-only mode, while MS/MS spectra were obtained exclusively from a pooled sample for annotation. Scan range: 50-1700 CID energy: 40V All data was converted. mzML format using ProteoWizard. Data was annotated in MS-Dial (v. 4.9) against the incorporated lipid-blast database with an MS1/MS2 mass tolerance of 0.005/0.01 Da and a minimum identification score of 70%. The annotated compounds were exported to PCDL manager B.08.00 (Agilent Technologies) to create a database for area extraction in Profinder 10.0 (Agilent Technologies). Features with signals less than 5 times those in blanks or missing in more than 20% of QC samples were removed and signals were QC corrected
AN006075 | chromatography_metadata | CHROMATOGRAPHY_TYPE | Reversed phase
AN006075 | chromatography_metadata | INSTRUMENT_NAME | Thermo Vanquish
AN006075 | chromatography_metadata | COLUMN_NAME | Waters ACQUITY UPLC CSH C18 (100 x 2.1mm,1.7um)
AN006075 | chromatography_metadata | SOLVENT_A | Acetonitrile/water (60:40), 10 mM ammonium formate, 0.1% formic acid
AN006075 | chromatography_metadata | SOLVENT_B | Isopropanol/acetonitrile (90:10), 10 mM ammonium formate, 0.1% formic acid
AN006075 | chromatography_metadata | FLOW_GRADIENT | from 0 to 0.5 min, 40–43% B from 0.5 to 0.7 min, 43‐65% B from 0.7 to 0.8 min, 65-70% B from 0.8 to 2.3 min, 70-99% B from 2.3 to 6 min, 99% B from 6-6.8 min, 99-40% B from 6.8-7 min before equilibration for 3 min with the initial conditions
AN006075 | chromatography_metadata | FLOW_RATE | 400 ul/min
AN006075 | chromatography_metadata | COLUMN_TEMPERATURE | 55
AN006075 | missingness | n_missing | 467
AN006075 | missingness | n_value | 23970
AN006075 | missingness | perc_missing | 1.9482686691698
AN006075 | binomial_statistics | estimate | 0.79037610619469
AN006075 | binomial_statistics | statistic | 1429
AN006075 | binomial_statistics | p.value | 2.53119284602089e-143
AN006075 | binomial_statistics | parameter | 1808
AN006075 | binomial_statistics | conf.low | 0.774009219673226
AN006075 | binomial_statistics | conf.high | 1
AN006075 | binomial_statistics | method | Exact binomial test
AN006075 | binomial_statistics | alternative | greater
AN006076 | measurement_metadata | INSTRUMENT_NAME | Bruker timsTOF fleX
AN006076 | measurement_metadata | INSTRUMENT_TYPE | QTOF
AN006076 | measurement_metadata | MS_TYPE | ESI
AN006076 | measurement_metadata | ION_MODE | NEGATIVE
AN006076 | measurement_metadata | MS_COMMENTS | Lipidomics: Data were acquired in MS-only mode, while MS/MS spectra were obtained exclusively from a pooled sample for annotation. Scan range: 50-1700 CID energy: 40V All data was converted. mzML format using ProteoWizard. Data was annotated in MS-Dial (v. 4.9) against the incorporated lipid-blast database with an MS1/MS2 mass tolerance of 0.005/0.01 Da and a minimum identification score of 70%. The annotated compounds were exported to PCDL manager B.08.00 (Agilent Technologies) to create a database for area extraction in Profinder 10.0 (Agilent Technologies). Features with signals less than 5 times those in blanks or missing in more than 20% of QC samples were removed and signals were QC corrected
AN006076 | chromatography_metadata | CHROMATOGRAPHY_TYPE | Reversed phase
AN006076 | chromatography_metadata | INSTRUMENT_NAME | Thermo Vanquish
AN006076 | chromatography_metadata | COLUMN_NAME | Waters ACQUITY UPLC CSH C18 (100 x 2.1mm,1.7um)
AN006076 | chromatography_metadata | SOLVENT_A | Acetonitrile/water (60:40), 10 mM ammonium formate, 0.1% formic acid
AN006076 | chromatography_metadata | SOLVENT_B | Isopropanol/acetonitrile (90:10), 10 mM ammonium formate, 0.1% formic acid
AN006076 | chromatography_metadata | FLOW_GRADIENT | from 0 to 0.5 min, 40–43% B from 0.5 to 0.7 min, 43‐65% B from 0.7 to 0.8 min, 65-70% B from 0.8 to 2.3 min, 70-99% B from 2.3 to 6 min, 99% B from 6-6.8 min, 99-40% B from 6.8-7 min before equilibration for 3 min with the initial conditions
AN006076 | chromatography_metadata | FLOW_RATE | 400 ul/min
AN006076 | chromatography_metadata | COLUMN_TEMPERATURE | 55
AN006076 | missingness | n_missing | 716
AN006076 | missingness | n_value | 23188
AN006076 | missingness | perc_missing | 3.08780403657064
AN006076 | binomial_statistics | estimate | 0.830798479087453
AN006076 | binomial_statistics | statistic | 2185
AN006076 | binomial_statistics | p.value | 9.3067642528198e-275
AN006076 | binomial_statistics | parameter | 2630
AN006076 | binomial_statistics | conf.low | 0.81831146876329
AN006076 | binomial_statistics | conf.high | 1
AN006076 | binomial_statistics | method | Exact binomial test
AN006076 | binomial_statistics | alternative | greater
AN006087 | measurement_metadata | INSTRUMENT_NAME | Agilent 6545 QTOF
AN006087 | measurement_metadata | INSTRUMENT_TYPE | QTOF
AN006087 | measurement_metadata | MS_TYPE | ESI
AN006087 | measurement_metadata | ION_MODE | POSITIVE
AN006087 | measurement_metadata | MS_COMMENTS | For LC-MS, the Agilent Technologies 1260 liquid chromatography system paired with a 6545 quadrupole time-of-flight mass analyzer (QTOF) was employed. Data acquisition and transformation involved deconvolution, alignment, and integration through Agilent MassHunter Profinder B.10.0, tailored for untargeted metabolomic profiling.
AN006087 | chromatography_metadata | CHROMATOGRAPHY_TYPE | Reversed phase
AN006087 | chromatography_metadata | INSTRUMENT_NAME | Agilent 1260
AN006087 | chromatography_metadata | COLUMN_NAME | Agilent InfinityLab Poroshell 120 EC-C18 (100 x 3mm,2.7um)
AN006087 | chromatography_metadata | SOLVENT_A | 100% water; 0.1% formic acid
AN006087 | chromatography_metadata | SOLVENT_B | 100% Acetonitrile; 0.1% formic acid
AN006087 | chromatography_metadata | FLOW_GRADIENT | The gradient started with 5% B, which was linearly increased to 95% B over 15 minutes
AN006087 | chromatography_metadata | FLOW_RATE | 0.4 mL/min
AN006087 | chromatography_metadata | COLUMN_TEMPERATURE | 40°C
AN006087 | missingness | n_missing | 7
AN006087 | missingness | n_value | 5270
AN006087 | missingness | perc_missing | 0.132827324478178
AN006087 | binomial_statistics | estimate | 1
AN006087 | binomial_statistics | statistic | 55
AN006087 | binomial_statistics | p.value | 2.7755575615629e-17
AN006087 | binomial_statistics | parameter | 55
AN006087 | binomial_statistics | conf.low | 0.946988945048746
AN006087 | binomial_statistics | conf.high | 1
AN006087 | binomial_statistics | method | Exact binomial test
AN006087 | binomial_statistics | alternative | greater
AN006135 | measurement_metadata | INSTRUMENT_NAME | ABI Sciex 6500+ QTrap
AN006135 | measurement_metadata | INSTRUMENT_TYPE | Triple quadrupole
AN006135 | measurement_metadata | MS_TYPE | ESI
AN006135 | measurement_metadata | ION_MODE | NEGATIVE
AN006135 | measurement_metadata | MS_COMMENTS | Curtain gas at 40 psi (positive mode); collision gas was set at medium; ion spray voltage at -4500 V ; temperature at 250°C ; ion source Gas 1 at 55 psi; ion source Gas 2 at 60 psi; entrance potential at - 10 V; and collision cell exit potential at -15 V. Quantification was performed using MultiQuant 3.02 (Sciex).
AN006135 | chromatography_metadata | CHROMATOGRAPHY_TYPE | Reversed phase
AN006135 | chromatography_metadata | INSTRUMENT_NAME | Agilent 1290 Infinity II
AN006135 | chromatography_metadata | COLUMN_NAME | Waters ACQUITY UPLC BEH Amide (100 x 2.1 mm, 1.7 μm)
AN006135 | chromatography_metadata | SOLVENT_A | 60% acetonitrile/40% water; 10 mM ammonium acetate; 0.1% acetic acid
AN006135 | chromatography_metadata | SOLVENT_B | 90% isopropyl alcohol/10% acetonitrile; 10 mM ammonium acetate; 0.1% acetic acid
AN006135 | chromatography_metadata | FLOW_GRADIENT | 0.0-8.0 min from 45% B to 99% B, 8.0-9.0 min at 99% B, 9.0-9.1 min to 45% B, and 9.1-10.0 min at 45% B
AN006135 | chromatography_metadata | FLOW_RATE | 0.25 mL/min
AN006135 | chromatography_metadata | COLUMN_TEMPERATURE | 55°C
AN006135 | missingness | n_missing | 8
AN006135 | missingness | n_value | 1776
AN006135 | missingness | perc_missing | 0.45045045045045
AN006135 | binomial_statistics | estimate | 1
AN006135 | binomial_statistics | statistic | 28
AN006135 | binomial_statistics | p.value | 3.72529029846191e-09
AN006135 | binomial_statistics | parameter | 28
AN006135 | binomial_statistics | conf.low | 0.898534264427275
AN006135 | binomial_statistics | conf.high | 1
AN006135 | binomial_statistics | method | Exact binomial test
AN006135 | binomial_statistics | alternative | greater
AN006189 | measurement_metadata | INSTRUMENT_NAME | Thermo Orbitrap Fusion Lumos Tribrid
AN006189 | measurement_metadata | INSTRUMENT_TYPE | Orbitrap
AN006189 | measurement_metadata | MS_TYPE | ESI
AN006189 | measurement_metadata | ION_MODE | POSITIVE
AN006189 | measurement_metadata | MS_COMMENTS | Derivatized lipids were measured once in positive mode only. ‘Sum composition’ level lipid identifications were achieved using a developmental version of LipidSearch software 5.0α (Mitsui Knowledge Industry, Tokyo, Japan) by automated peak peaking and searching against a user-defined custom database of lipid species (including the deuterated internal standard lipid species and allowing for the mass shifts introduced by 13C1-DMBNHS and iodine/methanol derivatization). The parent tolerance was set at 3.0 ppm, a parent ion intensity threshold three times that of the experimentally observed instrument noise intensity, and a max isotope number of 1 (i.e., matching based on the monoisotopic ion and the M+1 isotope), a correlation threshold (%) of 0.3 and an isotope threshold (%) of 0.1. The lipid nomenclature used here follows that defined by the LIPID MAPS consortium (Fahy et al., 2005). Semi-quantification of the abundances of identified lipid species was performed using an in-house R script, by comparing the identified lipid ion peak areas to the peak areas of the internal standard for each lipid class or subclass, followed by normalization against the total protein amount in the samples
AN006189 | chromatography_metadata | CHROMATOGRAPHY_SUMMARY | Direct infusion lipidomic analyses were conducted. For underivatized samples, 4 μl of brain tissue or BDEV lipid extracts were aliquoted in triplicate to individual wells of a twin-tec 96-well plate (Eppendorf,Hamburg,Germany). The brain tissue lipid extracts andBDEVlipid extractswere dried and then resuspended in 50 μl (brain tissue) and 25 μl (BDEV) of isopropanol:methanol:chloroform(4:2:1, v:v:v) containing 20mMammonium formate respectively. The 96-well plate was then sealed with Teflon Ultra Thin Sealing Tape prior to mass spectrometry analysis. 10 μl of each underivatized or derivatized lipid sample was aspirated and introduced via nano-ESI to an Orbitrap Fusion Lumos mass spectrometer (ThermoFisher Scientific, San Jose, CA, USA) using anAdvion TriversaNanomate (Advion, Ithaca,NY, USA) operating with a spray voltage of 1.1 kV and a gas pressure of 0.3 psi in both positive and negative ionizationmodes. For MS analysis, the RF lens was set at 10%. Full scan mass spectra were acquired at a mass resolving power of 500,000 (at 200 m/z) across a m/z range of 350 – 1600 using quadrupole isolation, with an automatic gain control (AGC) target of 5e5. Themaximum injection time was set at 50 ms. Spectra were acquired and averaged for 3 min. Following initial ‘sum-composition’ lipid assignments by database analysis (see below), ‘targeted’ higher-energy collision induced dissociation (HCD-MS/MS) product ion spectra were acquired on selected precursor ions at amass resolving power of 120,000 and default activation times in positive ionizationmode using the underivatized lipid extracts to confirm the identities of lipid head groups, or in negative ionization mode using underivatized lipid extracts for fatty acid chain identification. HCD-MS/MS collision energies were individually optimized for each lipid class of interest using commercially available lipid standards whenever possible.
AN006189 | chromatography_metadata | CHROMATOGRAPHY_TYPE | None (Direct infusion)
AN006189 | chromatography_metadata | INSTRUMENT_NAME | none
AN006189 | chromatography_metadata | COLUMN_NAME | none
AN006189 | chromatography_metadata | SOLVENT_A | none
AN006189 | chromatography_metadata | SOLVENT_B | none
AN006189 | chromatography_metadata | FLOW_GRADIENT | none
AN006189 | chromatography_metadata | FLOW_RATE | none
AN006189 | chromatography_metadata | COLUMN_TEMPERATURE | none
AN006189 | missingness | n_missing | 2225
AN006189 | missingness | n_value | 17472
AN006189 | missingness | perc_missing | 12.7346611721612
AN006189 | binomial_statistics | estimate | 0.882217090069284
AN006189 | binomial_statistics | statistic | 2674
AN006189 | binomial_statistics | p.value | 0
AN006189 | binomial_statistics | parameter | 3031
AN006189 | binomial_statistics | conf.low | 0.872146838306686
AN006189 | binomial_statistics | conf.high | 1
AN006189 | binomial_statistics | method | Exact binomial test
AN006189 | binomial_statistics | alternative | greater
AN006190 | measurement_metadata | INSTRUMENT_NAME | Thermo Q Exactive Orbitrap
AN006190 | measurement_metadata | INSTRUMENT_TYPE | Orbitrap
AN006190 | measurement_metadata | MS_TYPE | ESI
AN006190 | measurement_metadata | ION_MODE | UNSPECIFIED
AN006190 | measurement_metadata | MS_COMMENTS | both positive and negative polarities were collected in the same acquisition during polarity switching mechanism
AN006190 | chromatography_metadata | CHROMATOGRAPHY_TYPE | HILIC
AN006190 | chromatography_metadata | INSTRUMENT_NAME | Thermo Ultimate 3000 RS
AN006190 | chromatography_metadata | COLUMN_NAME | SeQuant ZIC-HILIC (150 x 2.1mm,5um)
AN006190 | chromatography_metadata | SOLVENT_A | 100% Water; 10 mM ammonium carbonate in water, pH 9.0
AN006190 | chromatography_metadata | SOLVENT_B | 100% Acetonitrile
AN006190 | chromatography_metadata | FLOW_GRADIENT | 80-20%B (0-30 min), 20-80%B (30-31 min), 80-80%B (31-42 min)
AN006190 | chromatography_metadata | FLOW_RATE | 0.1 mL/min
AN006190 | chromatography_metadata | COLUMN_TEMPERATURE | 25
AN006190 | missingness | n_missing | 1677
AN006190 | missingness | n_value | 6251
AN006190 | missingness | perc_missing | 26.8277075667893
AN006190 | binomial_statistics | estimate | 0.817658349328215
AN006190 | binomial_statistics | statistic | 426
AN006190 | binomial_statistics | p.value | 2.44229759838373e-51
AN006190 | binomial_statistics | parameter | 521
AN006190 | binomial_statistics | conf.low | 0.787551796527284
AN006190 | binomial_statistics | conf.high | 1
AN006190 | binomial_statistics | method | Exact binomial test
AN006190 | binomial_statistics | alternative | greater
AN006205 | measurement_metadata | INSTRUMENT_NAME | Thermo Q Exactive Orbitrap
AN006205 | measurement_metadata | INSTRUMENT_TYPE | Orbitrap
AN006205 | measurement_metadata | MS_TYPE | ESI
AN006205 | measurement_metadata | MS_COMMENTS | Full scan with polarity switching over 85 â 1275 m/z range at 35k resolution with 1e6 AGC and 50 ms maximum injection time. IDEOM was used to process untargeted data.
AN006205 | measurement_metadata | ION_MODE | POSITIVE
AN006205 | measurement_metadata | CAPILLARY_TEMPERATURE | 300 C
AN006205 | measurement_metadata | CAPILLARY_VOLTAGE | 4 kV
AN006205 | measurement_metadata | COLLISION_ENERGY | NA
AN006205 | measurement_metadata | COLLISION_GAS | NA
AN006205 | measurement_metadata | DRY_GAS_FLOW | 50
AN006205 | measurement_metadata | DRY_GAS_TEMP | 120
AN006205 | measurement_metadata | ION_SOURCE_TEMPERATURE | 300 C
AN006205 | measurement_metadata | ION_SPRAY_VOLTAGE | 4 kV
AN006205 | measurement_metadata | IONIZATION | ESI
AN006205 | measurement_metadata | MASS_ACCURACY | 3 ppm
AN006205 | measurement_metadata | PRECURSOR_TYPE | [M+H]+
AN006205 | measurement_metadata | SOURCE_TEMPERATURE | 300
AN006205 | chromatography_metadata | METHODS_FILENAME | Metabolomics_pHILIC_Parkville_v1.pdf
AN006205 | chromatography_metadata | INSTRUMENT_NAME | Thermo Dionex Ultimate 3000
AN006205 | chromatography_metadata | COLUMN_NAME | Merck SeQuant ZIC-pHILIC (150 x 2.1mm,5um)
AN006205 | chromatography_metadata | COLUMN_PRESSURE | 60 bar at starting conditions. 180 bar at %A
AN006205 | chromatography_metadata | COLUMN_TEMPERATURE | 25 C
AN006205 | chromatography_metadata | FLOW_GRADIENT | gradient started at 80%B, decreased linearly to 50%B over 15 min, then further decreased linearly to 5%B over the next 3 min and stayed at 5%B for another 3 min, then increased linearly to 80%B over the next 3 min and equilibrated at 80%B for 8 min, runtime 32 min
AN006205 | chromatography_metadata | FLOW_RATE | 0.3 mL/min
AN006205 | chromatography_metadata | INJECTION_TEMPERATURE | 4 C
AN006205 | chromatography_metadata | INTERNAL_STANDARD | CAPS, CHAPS, PIPES
AN006205 | chromatography_metadata | SAMPLE_INJECTION | 10 uL
AN006205 | chromatography_metadata | SOLVENT_A | 100% water; 20 mM ammonium carbonate
AN006205 | chromatography_metadata | SOLVENT_B | 100% acetonitrile
AN006205 | chromatography_metadata | ANALYTICAL_TIME | 32 min
AN006205 | chromatography_metadata | CAPILLARY_VOLTAGE | 4 kV
AN006205 | chromatography_metadata | OVEN_TEMPERATURE | 25 C
AN006205 | chromatography_metadata | WASHING_BUFFER | syringe wash 50% IPA
AN006205 | chromatography_metadata | SAMPLE_LOOP_SIZE | 25 uL
AN006205 | chromatography_metadata | SAMPLE_SYRINGE_SIZE | 25 uL
AN006205 | chromatography_metadata | RANDOMIZATION_ORDER | yes
AN006205 | chromatography_metadata | CHROMATOGRAPHY_TYPE | HILIC
AN006205 | missingness | n_missing | 27
AN006205 | missingness | n_value | 14720
AN006205 | missingness | perc_missing | 0.183423913043478
AN006205 | binomial_statistics | estimate | 0.951807228915663
AN006205 | binomial_statistics | statistic | 79
AN006205 | binomial_statistics | p.value | 1.99866274737206e-19
AN006205 | binomial_statistics | parameter | 83
AN006205 | binomial_statistics | conf.low | 0.893106062709996
AN006205 | binomial_statistics | conf.high | 1
AN006205 | binomial_statistics | method | Exact binomial test
AN006205 | binomial_statistics | alternative | greater
AN006206 | measurement_metadata | INSTRUMENT_NAME | Thermo Q Exactive Orbitrap
AN006206 | measurement_metadata | INSTRUMENT_TYPE | Orbitrap
AN006206 | measurement_metadata | MS_TYPE | ESI
AN006206 | measurement_metadata | MS_COMMENTS | Full scan with polarity switching over 85 â 1275 m/z range at 35k resolution with 1e6 AGC and 50 ms maximum injection time. IDEOM was used to process untargeted data.
AN006206 | measurement_metadata | ION_MODE | NEGATIVE
AN006206 | measurement_metadata | CAPILLARY_TEMPERATURE | 300 C
AN006206 | measurement_metadata | CAPILLARY_VOLTAGE | 4 kV
AN006206 | measurement_metadata | COLLISION_ENERGY | NA
AN006206 | measurement_metadata | COLLISION_GAS | NA
AN006206 | measurement_metadata | DRY_GAS_FLOW | 50
AN006206 | measurement_metadata | DRY_GAS_TEMP | 120
AN006206 | measurement_metadata | ION_SOURCE_TEMPERATURE | 300 C
AN006206 | measurement_metadata | ION_SPRAY_VOLTAGE | 3.5 kV
AN006206 | measurement_metadata | IONIZATION | ESI
AN006206 | measurement_metadata | MASS_ACCURACY | 3 ppm
AN006206 | measurement_metadata | PRECURSOR_TYPE | [M+H]+
AN006206 | measurement_metadata | SOURCE_TEMPERATURE | 300
AN006206 | chromatography_metadata | METHODS_FILENAME | Metabolomics_pHILIC_Parkville_v1.pdf
AN006206 | chromatography_metadata | INSTRUMENT_NAME | Thermo Dionex Ultimate 3000
AN006206 | chromatography_metadata | COLUMN_NAME | Merck SeQuant ZIC-pHILIC (150 x 2.1mm,5um)
AN006206 | chromatography_metadata | COLUMN_PRESSURE | 60 bar at starting conditions. 180 bar at %A
AN006206 | chromatography_metadata | COLUMN_TEMPERATURE | 25 C
AN006206 | chromatography_metadata | FLOW_GRADIENT | gradient started at 80%B, decreased linearly to 50%B over 15 min, then further decreased linearly to 5%B over the next 3 min and stayed at 5%B for another 3 min, then increased linearly to 80%B over the next 3 min and equilibrated at 80%B for 8 min, runtime 32 min
AN006206 | chromatography_metadata | FLOW_RATE | 0.3 mL/min
AN006206 | chromatography_metadata | INJECTION_TEMPERATURE | 4 C
AN006206 | chromatography_metadata | INTERNAL_STANDARD | CAPS, CHAPS, PIPES
AN006206 | chromatography_metadata | SAMPLE_INJECTION | 10 uL
AN006206 | chromatography_metadata | SOLVENT_A | 100% water; 20 mM ammonium carbonate
AN006206 | chromatography_metadata | SOLVENT_B | 100% acetonitrile
AN006206 | chromatography_metadata | ANALYTICAL_TIME | 32 min
AN006206 | chromatography_metadata | CAPILLARY_VOLTAGE | 4 kV
AN006206 | chromatography_metadata | OVEN_TEMPERATURE | 25 C
AN006206 | chromatography_metadata | WASHING_BUFFER | syringe wash 50% IPA
AN006206 | chromatography_metadata | SAMPLE_LOOP_SIZE | 25 uL
AN006206 | chromatography_metadata | SAMPLE_SYRINGE_SIZE | 25 uL
AN006206 | chromatography_metadata | RANDOMIZATION_ORDER | yes
AN006206 | chromatography_metadata | CHROMATOGRAPHY_TYPE | HILIC
AN006206 | missingness | n_missing | 36
AN006206 | missingness | n_value | 11040
AN006206 | missingness | perc_missing | 0.326086956521739
AN006206 | binomial_statistics | estimate | 0.770833333333333
AN006206 | binomial_statistics | statistic | 111
AN006206 | binomial_statistics | p.value | 2.29016281208663e-11
AN006206 | binomial_statistics | parameter | 144
AN006206 | binomial_statistics | conf.low | 0.70580063091952
AN006206 | binomial_statistics | conf.high | 1
AN006206 | binomial_statistics | method | Exact binomial test
AN006206 | binomial_statistics | alternative | greater
AN006219 | measurement_metadata | INSTRUMENT_NAME | ABI Sciex 5600+ TripleTOF
AN006219 | measurement_metadata | INSTRUMENT_TYPE | Triple TOF
AN006219 | measurement_metadata | MS_TYPE | ESI
AN006219 | measurement_metadata | ION_MODE | NEGATIVE
AN006219 | measurement_metadata | MS_COMMENTS | Data Dependent LC-MS/MS Analysis Chromatographic separation was performed on a Shimadzu CTO-20A Nexera X2 UHPLC systems equipped with a degasser, binary pump, thermostatted autosampler, and column oven (all from Shimadzu). The column heater temperature was maintained at 55oC. The injection volume was 5 μL for all analyses. For lipid separation, the lipid extract is injected onto a 1.8 μm particle 50 × 2.1 mm id Waters Acquity HSS T3 column (Waters, Milford, MA) which is heated to 55°C. Elution is performed using acetonitrile / water (40:60, v/v) with 10 mM ammonium acetate as solvent A and acetonitrile / water / isopropanol (10 : 5 : 85 v/v) with 10 mM ammonium acetate as solvent B. Column is equilibrated for 3 min before the next injection making total run time 14 min. The flow rate was 0.400uL/min. The data acquisition of each sample was performed in both positive and negative ionization modes, using a TripleTOF 5600 equipped with a Turbo VTM ion source (AB Sciex, Concord, Canada). Column effluent was directed to the ESI source. The source voltage was set to 5500V for positive ionization and 4500V for negative ionization mode. The declustering potential (DP) was 60 V and source temperature was 450oC for both modes. The curtain gas flow, nebulizer, and heater gas were set to 30, 40, and 45 arbitrary units. The instrument was set to perform one TOF MS survey scan (150 ms) and 15 MS/MS scans with a total duty cycle time of 2.4 s. The mass range of both mode was 50-1200 m/z. Acquisition of MS/MS spectra was controlled by data dependent acquisition (DDA) function of the Analyst TF software (AB Sciex, Concord, Canada) with application of following parameters—dynamic background subtraction, charge monitoring to exclude multiply charged ions and isotopes, and dynamic exclusion of former target ions for 9 s. Rolling collision energy was set whereby the software calculated the CE value to be applied as a function of m/z. Mass accuracy was maintained by the use of an automated calibrant delivery system (AB Sciex, Concord, Canada) interfaced to the second inlet of the DuoSpray source. Calibrations were performed at the start of a workday or whenever ionization polarity was changed. Pooled human plasma sample and pooled experimental sample (prepared by combining small aliquots of all client’s samples) are used to control the quality of sample preparation and analysis. Randomization scheme is used to distribute pooled samples within the set. Mixture of pure authentic standards is used to monitor the instrument performance on a regular basis. Data analysis Lipids are identified using LIPIDBLAST package (http://fiehnlab.ucdavis.edu/projects/LipidBlast) - computer-generated tandem MS library of 212,516 spectra covering 119,200 compounds representing 26 lipid classes, including phospholipids, glycerolipids, bacterial lipoglycans and plant glycolipids. Quantification of lipids is done by Multiquant software (AB-SCIEX). Normalization of the data for different lipid classes is performed based on a set of internal standards.
AN006219 | chromatography_metadata | CHROMATOGRAPHY_SUMMARY | Negative mode
AN006219 | chromatography_metadata | CHROMATOGRAPHY_TYPE | Reversed phase
AN006219 | chromatography_metadata | INSTRUMENT_NAME | Shimadzu Nexera X2
AN006219 | chromatography_metadata | COLUMN_NAME | Waters ACQUITY UPLC HSS T3 (100 x 2.1mm,1.8um)
AN006219 | chromatography_metadata | SOLVENT_A | 40% Acetonitrile/60% water; 10 mM ammonium acetate
AN006219 | chromatography_metadata | SOLVENT_B | 10% Acetonitrile/5% water/85% isopropanol; 10 mM ammonium acetate
AN006219 | chromatography_metadata | FLOW_GRADIENT | (Time : Pump B%) (0.01 : 40) (10.00 : 98) (17.00 : 98) (17.10 : 40)
AN006219 | chromatography_metadata | FLOW_RATE | 0.4 ml/min
AN006219 | chromatography_metadata | COLUMN_TEMPERATURE | 55
AN006219 | chromatography_metadata | METHODS_FILENAME | EX01123-LC-method.pdf
AN006219 | missingness | n_missing | 933
AN006219 | missingness | n_value | 10416
AN006219 | missingness | perc_missing | 8.9573732718894
AN006219 | binomial_statistics | estimate | 0.642455685257242
AN006219 | binomial_statistics | statistic | 1486
AN006219 | binomial_statistics | p.value | 1.77229787144947e-43
AN006219 | binomial_statistics | parameter | 2313
AN006219 | binomial_statistics | conf.low | 0.625720436105949
AN006219 | binomial_statistics | conf.high | 1
AN006219 | binomial_statistics | method | Exact binomial test
AN006219 | binomial_statistics | alternative | greater
AN006228 | measurement_metadata | INSTRUMENT_NAME | Thermo Orbitrap Exploris 480
AN006228 | measurement_metadata | INSTRUMENT_TYPE | Orbitrap
AN006228 | measurement_metadata | MS_TYPE | ESI
AN006228 | measurement_metadata | ION_MODE | NEGATIVE
AN006228 | measurement_metadata | MS_COMMENTS | MS analysis was performed on Thermo Fisher’s Orbitrap Exploris 480 mass spectrometer, with injection volume of 5-10µl. Two scans were performed, in negative mode (m/z of 70-1000) and positive mode (m/z of 119-1000), respectively, with resolution of 120,000, AGC target of 1000% and max injection time of 500 ms.
AN006228 | chromatography_metadata | CHROMATOGRAPHY_SUMMARY | Metabolites were separated by hydrophilic interaction liquid chromatography (HILIC) with an XBridge BEH Amide column (2.1 mm × 150 mm, 2.5 μm particle size; Waters, 196006724). The column temperature was set at 25°C. Solvent A was 95 vol% H2O 5 vol% acetonitrile (with 20 mM ammonium acetate, 20 mM ammonium hydroxide, pH 9.4). Solvent B was acetonitrile. Flow rate was 0.15 mL/min. The LC gradient was: 0-2min, 90% B; 3-7min, 75% B; 8-9 min, 70% B; 10-12 min, 50% B; 13-14 min, 25% B; 16-20.5 min, 0.5% B; 21-25 min, 90%.
AN006228 | chromatography_metadata | CHROMATOGRAPHY_TYPE | HILIC
AN006228 | chromatography_metadata | INSTRUMENT_NAME | Thermo Vanquish
AN006228 | chromatography_metadata | COLUMN_NAME | XBridge BEH Amide (2.1 mm × 150 mm, 2.5 μm particle size; Waters, 196006724)
AN006228 | chromatography_metadata | SOLVENT_A | 95 vol% H2O 5 vol% acetonitrile (with 20 mM ammonium acetate, 20 mM ammonium hydroxide, pH 9.4)
AN006228 | chromatography_metadata | SOLVENT_B | acetonitrile
AN006228 | chromatography_metadata | FLOW_GRADIENT | 0-2min, 90% B; 3-7min, 75% B; 8-9 min, 70% B; 10-12 min, 50% B; 13-14 min, 25% B; 16-20.5 min, 0.5% B; 21-25 min, 90%.
AN006228 | chromatography_metadata | FLOW_RATE | 0.15 mL/min
AN006228 | chromatography_metadata | COLUMN_TEMPERATURE | 25°C
AN006228 | missingness | n_missing | 93
AN006228 | missingness | n_value | 15042
AN006228 | missingness | perc_missing | 0.618268847227762
AN006228 | binomial_statistics | estimate | 0.73943661971831
AN006228 | binomial_statistics | statistic | 105
AN006228 | binomial_statistics | p.value | 4.94173635839812e-09
AN006228 | binomial_statistics | parameter | 142
AN006228 | binomial_statistics | conf.low | 0.671876288193509
AN006228 | binomial_statistics | conf.high | 1
AN006228 | binomial_statistics | method | Exact binomial test
AN006228 | binomial_statistics | alternative | greater
AN006229 | measurement_metadata | INSTRUMENT_NAME | Thermo Orbitrap Exploris 480
AN006229 | measurement_metadata | INSTRUMENT_TYPE | Orbitrap
AN006229 | measurement_metadata | MS_TYPE | ESI
AN006229 | measurement_metadata | ION_MODE | POSITIVE
AN006229 | measurement_metadata | MS_COMMENTS | MS analysis was performed on Thermo Fisher’s Orbitrap Exploris 480 mass spectrometer, with injection volume of 5-10µl. Two scans were performed, in negative mode (m/z of 70-1000) and positive mode (m/z of 119-1000), respectively, with resolution of 120,000, AGC target of 1000% and max injection time of 500 ms.
AN006229 | chromatography_metadata | CHROMATOGRAPHY_SUMMARY | Metabolites were separated by hydrophilic interaction liquid chromatography (HILIC) with an XBridge BEH Amide column (2.1 mm × 150 mm, 2.5 μm particle size; Waters, 196006724). The column temperature was set at 25°C. Solvent A was 95 vol% H2O 5 vol% acetonitrile (with 20 mM ammonium acetate, 20 mM ammonium hydroxide, pH 9.4). Solvent B was acetonitrile. Flow rate was 0.15 mL/min. The LC gradient was: 0-2min, 90% B; 3-7min, 75% B; 8-9 min, 70% B; 10-12 min, 50% B; 13-14 min, 25% B; 16-20.5 min, 0.5% B; 21-25 min, 90%.
AN006229 | chromatography_metadata | CHROMATOGRAPHY_TYPE | HILIC
AN006229 | chromatography_metadata | INSTRUMENT_NAME | Thermo Vanquish
AN006229 | chromatography_metadata | COLUMN_NAME | XBridge BEH Amide (2.1 mm × 150 mm, 2.5 μm particle size; Waters, 196006724)
AN006229 | chromatography_metadata | SOLVENT_A | 95 vol% H2O 5 vol% acetonitrile (with 20 mM ammonium acetate, 20 mM ammonium hydroxide, pH 9.4)
AN006229 | chromatography_metadata | SOLVENT_B | acetonitrile
AN006229 | chromatography_metadata | FLOW_GRADIENT | 0-2min, 90% B; 3-7min, 75% B; 8-9 min, 70% B; 10-12 min, 50% B; 13-14 min, 25% B; 16-20.5 min, 0.5% B; 21-25 min, 90%.
AN006229 | chromatography_metadata | FLOW_RATE | 0.15 mL/min
AN006229 | chromatography_metadata | COLUMN_TEMPERATURE | 25°C
AN006229 | missingness | n_missing | 22
AN006229 | missingness | n_value | 12236
AN006229 | missingness | perc_missing | 0.17979731938542
AN006229 | binomial_statistics | estimate | 0.962025316455696
AN006229 | binomial_statistics | statistic | 76
AN006229 | binomial_statistics | p.value | 1.36054667152722e-19
AN006229 | binomial_statistics | parameter | 79
AN006229 | binomial_statistics | conf.low | 0.904770692136026
AN006229 | binomial_statistics | conf.high | 1
AN006229 | binomial_statistics | method | Exact binomial test
AN006229 | binomial_statistics | alternative | greater
AN006230 | measurement_metadata | INSTRUMENT_NAME | Thermo Orbitrap Exploris 480
AN006230 | measurement_metadata | INSTRUMENT_TYPE | Orbitrap
AN006230 | measurement_metadata | MS_TYPE | ESI
AN006230 | measurement_metadata | ION_MODE | NEGATIVE
AN006230 | measurement_metadata | MS_COMMENTS | MS analysis was performed on Thermo Fisher’s Orbitrap Exploris 480 mass spectrometer, with injection volume of 5-10µl. Two scans were performed, in negative mode (m/z of 70-1000) and positive mode (m/z of 119-1000), respectively, with resolution of 120,000, AGC target of 1000% and max injection time of 500 ms.
AN006230 | chromatography_metadata | CHROMATOGRAPHY_SUMMARY | Metabolites were separated by hydrophilic interaction liquid chromatography (HILIC) with an XBridge BEH Amide column (2.1 mm × 150 mm, 2.5 μm particle size; Waters, 196006724). The column temperature was set at 25°C. Solvent A was 95 vol% H2O 5 vol% acetonitrile (with 20 mM ammonium acetate, 20 mM ammonium hydroxide, pH 9.4). Solvent B was acetonitrile. Flow rate was 0.15 mL/min. The LC gradient was: 0-2min, 90% B; 3-7min, 75% B; 8-9 min, 70% B; 10-12 min, 50% B; 13-14 min, 25% B; 16-20.5 min, 0.5% B; 21-25 min, 90%.
AN006230 | chromatography_metadata | CHROMATOGRAPHY_TYPE | HILIC
AN006230 | chromatography_metadata | INSTRUMENT_NAME | Thermo Vanquish
AN006230 | chromatography_metadata | COLUMN_NAME | XBridge BEH Amide (2.1 mm × 150 mm, 2.5 μm particle size; Waters, 196006724)
AN006230 | chromatography_metadata | SOLVENT_A | 95 vol% H2O 5 vol% acetonitrile (with 20 mM ammonium acetate, 20 mM ammonium hydroxide, pH 9.4)
AN006230 | chromatography_metadata | SOLVENT_B | acetonitrile
AN006230 | chromatography_metadata | FLOW_GRADIENT | 0-2min, 90% B; 3-7min, 75% B; 8-9 min, 70% B; 10-12 min, 50% B; 13-14 min, 25% B; 16-20.5 min, 0.5% B; 21-25 min, 90%.
AN006230 | chromatography_metadata | FLOW_RATE | 0.15 mL/min
AN006230 | chromatography_metadata | COLUMN_TEMPERATURE | 25°C
AN006230 | missingness | n_missing | 295
AN006230 | missingness | n_value | 18864
AN006230 | missingness | perc_missing | 1.56382527565734
AN006230 | binomial_statistics | estimate | 0.924939467312349
AN006230 | binomial_statistics | statistic | 382
AN006230 | binomial_statistics | p.value | 2.44964877232337e-78
AN006230 | binomial_statistics | parameter | 413
AN006230 | binomial_statistics | conf.low | 0.900039741258239
AN006230 | binomial_statistics | conf.high | 1
AN006230 | binomial_statistics | method | Exact binomial test
AN006230 | binomial_statistics | alternative | greater
AN006231 | measurement_metadata | INSTRUMENT_NAME | Thermo Orbitrap Exploris 480
AN006231 | measurement_metadata | INSTRUMENT_TYPE | Orbitrap
AN006231 | measurement_metadata | MS_TYPE | ESI
AN006231 | measurement_metadata | ION_MODE | POSITIVE
AN006231 | measurement_metadata | MS_COMMENTS | MS analysis was performed on Thermo Fisher’s Orbitrap Exploris 480 mass spectrometer, with injection volume of 5-10µl. Two scans were performed, in negative mode (m/z of 70-1000) and positive mode (m/z of 119-1000), respectively, with resolution of 120,000, AGC target of 1000% and max injection time of 500 ms.
AN006231 | chromatography_metadata | CHROMATOGRAPHY_SUMMARY | Metabolites were separated by hydrophilic interaction liquid chromatography (HILIC) with an XBridge BEH Amide column (2.1 mm × 150 mm, 2.5 μm particle size; Waters, 196006724). The column temperature was set at 25°C. Solvent A was 95 vol% H2O 5 vol% acetonitrile (with 20 mM ammonium acetate, 20 mM ammonium hydroxide, pH 9.4). Solvent B was acetonitrile. Flow rate was 0.15 mL/min. The LC gradient was: 0-2min, 90% B; 3-7min, 75% B; 8-9 min, 70% B; 10-12 min, 50% B; 13-14 min, 25% B; 16-20.5 min, 0.5% B; 21-25 min, 90%.
AN006231 | chromatography_metadata | CHROMATOGRAPHY_TYPE | HILIC
AN006231 | chromatography_metadata | INSTRUMENT_NAME | Thermo Vanquish
AN006231 | chromatography_metadata | COLUMN_NAME | XBridge BEH Amide (2.1 mm × 150 mm, 2.5 μm particle size; Waters, 196006724)
AN006231 | chromatography_metadata | SOLVENT_A | 95 vol% H2O 5 vol% acetonitrile (with 20 mM ammonium acetate, 20 mM ammonium hydroxide, pH 9.4)
AN006231 | chromatography_metadata | SOLVENT_B | acetonitrile
AN006231 | chromatography_metadata | FLOW_GRADIENT | 0-2min, 90% B; 3-7min, 75% B; 8-9 min, 70% B; 10-12 min, 50% B; 13-14 min, 25% B; 16-20.5 min, 0.5% B; 21-25 min, 90%.
AN006231 | chromatography_metadata | FLOW_RATE | 0.15 mL/min
AN006231 | chromatography_metadata | COLUMN_TEMPERATURE | 25°C
AN006231 | missingness | n_missing | 184
AN006231 | missingness | n_value | 9108
AN006231 | missingness | perc_missing | 2.02020202020202
AN006231 | binomial_statistics | estimate | 0.966101694915254
AN006231 | binomial_statistics | statistic | 228
AN006231 | binomial_statistics | p.value | 1.98603115723483e-57
AN006231 | binomial_statistics | parameter | 236
AN006231 | binomial_statistics | conf.low | 0.939668866725425
AN006231 | binomial_statistics | conf.high | 1
AN006231 | binomial_statistics | method | Exact binomial test
AN006231 | binomial_statistics | alternative | greater
AN006234 | measurement_metadata | INSTRUMENT_NAME | Thermo Q Exactive Orbitrap
AN006234 | measurement_metadata | INSTRUMENT_TYPE | Orbitrap
AN006234 | measurement_metadata | MS_TYPE | ESI
AN006234 | measurement_metadata | ION_MODE | POSITIVE
AN006234 | measurement_metadata | MS_COMMENTS | The Q Exactive was run independently in positive and negative ion mode, scanning using full MS from 125-1500 m/z at 70,000 resolution and top 10 data-dependent MS2 at 17,500 resolution. Electrospray ionization was achieved with 45 Arb sheath gas, 25 Arb auxiliary gas, and 4 kV spray voltage. Calibration was performed prior to the run using the PierceTM Positive and Negative Ion Calibration Solutions (Thermo Fisher Scientific). Run order of samples was randomized and technical replicates were injected after every 4 samples to assess quality control.
AN006234 | chromatography_metadata | CHROMATOGRAPHY_SUMMARY | Positive C18
AN006234 | chromatography_metadata | CHROMATOGRAPHY_TYPE | Reversed phase
AN006234 | chromatography_metadata | INSTRUMENT_NAME | Thermo Vanquish
AN006234 | chromatography_metadata | COLUMN_NAME | Phenomenex Kinetex C18 (30 x 2.1mm,1.7um)
AN006234 | chromatography_metadata | SOLVENT_A | 75% water/25% acetonitrile; 5 mM ammonium acetate
AN006234 | chromatography_metadata | SOLVENT_B | 90% isopropanol/10% acetonitrile; 5 mM ammonium acetate
AN006234 | chromatography_metadata | FLOW_GRADIENT | 0-3 min 30-100% B at 0.3 mL/min, 3-4.2 min hold at 100% B at 0.3 mL/min, 4.2-4.3 min 100-30% B at 0.4 mL/min, 4.3-4.9 min hold at 30%B and 0.4 mL/min, 4.9-5 min hold at 30%B while lowering flow rate to 0.3 mL/min
AN006234 | chromatography_metadata | FLOW_RATE | 0.3 mL/min - 0.4 mL/min
AN006234 | chromatography_metadata | COLUMN_TEMPERATURE | 50
AN006234 | chromatography_metadata | SAMPLE_INJECTION | 10 uL
AN006234 | missingness | n_missing | 14
AN006234 | missingness | n_value | 5060
AN006234 | missingness | perc_missing | 0.276679841897233
AN006234 | binomial_statistics | estimate | 1
AN006234 | binomial_statistics | statistic | 54
AN006234 | binomial_statistics | p.value | 5.55111512312579e-17
AN006234 | binomial_statistics | parameter | 54
AN006234 | binomial_statistics | conf.low | 0.946034232902624
AN006234 | binomial_statistics | conf.high | 1
AN006234 | binomial_statistics | method | Exact binomial test
AN006234 | binomial_statistics | alternative | greater
AN006243 | measurement_metadata | INSTRUMENT_NAME | Waters Xevo G2 QTOF
AN006243 | measurement_metadata | INSTRUMENT_TYPE | QTOF
AN006243 | measurement_metadata | MS_TYPE | ESI
AN006243 | measurement_metadata | ION_MODE | POSITIVE
AN006243 | measurement_metadata | MS_COMMENTS | The mass spectra data were acquired in positive ionization mode with capillary and cone voltages of 3200 and 30 V, respectively. The desolvation gas was set to 1000 L/h at a temperature of 500 °C. The cone gas was set to 30 L/h, and the source temperature was set to 120 °C. The MS detector operated in centroid acquisition mode for a m/z range of 50-1200, using an accumulation time of 0.5 s per spectrum. All spectra were mass corrected in real time by reference to leucine enkephalin, infused at 10 µL/min through an independent reference electrospray, sampled every 10 s.
AN006243 | chromatography_metadata | CHROMATOGRAPHY_SUMMARY | Solvent A: H2O/ACN (2:3) with 10 mM ammonium formate; Solvent B: ACN/IPA (1:3) with 10 mM ammonium formate; The gradient started from 60% A and 40% B, with a 10-minutes linear gradient increasing from 40% to 100% B. After 5 minutes at 100% B, the mobile phase was reset to the initial composition. Total run time 17 min.
AN006243 | chromatography_metadata | CHROMATOGRAPHY_TYPE | Reversed phase
AN006243 | chromatography_metadata | INSTRUMENT_NAME | Waters Acquity
AN006243 | chromatography_metadata | COLUMN_NAME | Waters ACQUITY UPLC CSH C18 (100 x 2.1mm,1.7um)
AN006243 | chromatography_metadata | SOLVENT_A | 40% water/60% acetonitrile; 10 mM ammonium formate
AN006243 | chromatography_metadata | SOLVENT_B | 25% acetonitrile/75% isopropanol; 10 mM ammonium formate
AN006243 | chromatography_metadata | FLOW_GRADIENT | The gradient started from 40% B, with a 10-minutes linear increase to 100% B. After 5 minutes at 100% B, the mobile phase was reset to the initial composition. Total run time 17 min.
AN006243 | chromatography_metadata | FLOW_RATE | 0.4 mL/min
AN006243 | chromatography_metadata | COLUMN_TEMPERATURE | 60
AN006243 | missingness | n_missing | 2744
AN006243 | missingness | n_value | 26797
AN006243 | missingness | perc_missing | 10.239952233459
AN006243 | binomial_statistics | estimate | 0.519646834234808
AN006243 | binomial_statistics | statistic | 6533
AN006243 | binomial_statistics | p.value | 5.4773677701944e-06
AN006243 | binomial_statistics | parameter | 12572
AN006243 | binomial_statistics | conf.low | 0.512274997303085
AN006243 | binomial_statistics | conf.high | 1
AN006243 | binomial_statistics | method | Exact binomial test
AN006243 | binomial_statistics | alternative | greater
AN006255 | measurement_metadata | INSTRUMENT_NAME | Thermo Q Exactive Orbitrap
AN006255 | measurement_metadata | INSTRUMENT_TYPE | Orbitrap
AN006255 | measurement_metadata | MS_TYPE | ESI
AN006255 | measurement_metadata | ION_MODE | POSITIVE
AN006255 | measurement_metadata | MS_COMMENTS | Raw data were processed using TraceFinder 3.3 software (Thermo Fisher Scientific; Waltham, MA) and Progenesis QI (Nonlinear Dynamics; Newcastle upon Tyne, UK). Metabolite identities were confirmed using authentic reference standards or reference samples.
AN006255 | measurement_metadata | MS_RESULTS_FILE | ST003805_AN006255_Results.txt UNITS:abundances Has m/z:Yes Has RT:Yes RT units:Minutes
AN006255 | chromatography_metadata | CHROMATOGRAPHY_TYPE | Reversed phase
AN006255 | chromatography_metadata | INSTRUMENT_NAME | Shimadzu Nexera X2
AN006255 | chromatography_metadata | COLUMN_NAME | Waters ACQUITY UPLC BEH C8 (100 x 2.1mm,1.7um)
AN006255 | chromatography_metadata | SOLVENT_A | 95% water/5% methanol; 10 mM Ammonium acetate; 0.1% Acetic acid
AN006255 | chromatography_metadata | SOLVENT_B | 100% methanol; 0.1% Acetic acid
AN006255 | chromatography_metadata | FLOW_GRADIENT | The column was eluted at a flow rate of 450 µL/min isocratically for 1 minute at 80% mobile phase A, followed by a linear gradient to 80% mobile-phase B over 2 minutes, a linear gradient to 100% mobile phase B over 7 minutes, and then 3 minutes at 100% mobile-phase B.
AN006255 | chromatography_metadata | FLOW_RATE | 450 µL/min
AN006255 | chromatography_metadata | COLUMN_TEMPERATURE | 40℃
AN006255 | missingness | n_missing | 8
AN006255 | missingness | n_value | 3890
AN006255 | missingness | perc_missing | 0.205655526992288
AN006255 | binomial_statistics | estimate | 1
AN006255 | binomial_statistics | statistic | 17
AN006255 | binomial_statistics | p.value | 7.62939453125e-06
AN006255 | binomial_statistics | parameter | 17
AN006255 | binomial_statistics | conf.low | 0.83843388873926
AN006255 | binomial_statistics | conf.high | 1
AN006255 | binomial_statistics | method | Exact binomial test
AN006255 | binomial_statistics | alternative | greater
AN006267 | measurement_metadata | INSTRUMENT_NAME | Thermo Q Exactive Plus Orbitrap
AN006267 | measurement_metadata | INSTRUMENT_TYPE | Orbitrap
AN006267 | measurement_metadata | MS_TYPE | ESI
AN006267 | measurement_metadata | ION_MODE | POSITIVE
AN006267 | measurement_metadata | MS_COMMENTS | MS full scans were in negative or positive ion mode with a resolution of 140,000 at m/z 200 and scan range of 70–1,000 m/z. The automatic gain control (AGC) target was 1 × 106. LC-MS peak files were analyzed and visualized with El-MAVEN (Elucidata) using 5 ppm ion extraction window, minimum peak intensity of 1 x 105 ions, and minimum signal to background blank ratio of 2
AN006267 | chromatography_metadata | CHROMATOGRAPHY_TYPE | HILIC
AN006267 | chromatography_metadata | INSTRUMENT_NAME | Thermo Dionex
AN006267 | chromatography_metadata | COLUMN_NAME | Waters XBridge BEH Amide (100 x 2.1mm,2.5um)
AN006267 | chromatography_metadata | SOLVENT_A | 95% water/5% acetonitrile; 20 mM ammonium acetate; 20 mM ammonium hydroxide, pH 9.4
AN006267 | chromatography_metadata | SOLVENT_B | 100% acetonitrile
AN006267 | chromatography_metadata | FLOW_GRADIENT | 0 minutes, 85% B; 2 minutes, 85% B; 3 minutes, 80% B; 5 minutes, 80% B; 6 minutes, 75% B; 7 minutes, 75% B; 8 minutes, 70% B; 9 minutes, 70% B; 10 minutes, 50% B; 12 minutes, 50% B; 13 minutes, 25% B; 16 minutes, 25% B; 18 minutes, 0% B; 23 minutes, 0% B; 24 minutes, 85% B; 30 minutes, 85% B, gradient changes were linear
AN006267 | chromatography_metadata | FLOW_RATE | 150 μl min−1
AN006267 | chromatography_metadata | COLUMN_TEMPERATURE | 25°C
AN006267 | missingness | n_missing | 1447
AN006267 | missingness | n_value | 18873
AN006267 | missingness | perc_missing | 7.66703756689451
AN006267 | binomial_statistics | estimate | 0.926451612903226
AN006267 | binomial_statistics | statistic | 718
AN006267 | binomial_statistics | p.value | 7.99996247854594e-147
AN006267 | binomial_statistics | parameter | 775
AN006267 | binomial_statistics | conf.low | 0.909140273338014
AN006267 | binomial_statistics | conf.high | 1
AN006267 | binomial_statistics | method | Exact binomial test
AN006267 | binomial_statistics | alternative | greater
AN006268 | measurement_metadata | INSTRUMENT_NAME | Thermo Orbitrap Exploris 240
AN006268 | measurement_metadata | INSTRUMENT_TYPE | Orbitrap
AN006268 | measurement_metadata | MS_TYPE | ESI
AN006268 | measurement_metadata | ION_MODE | NEGATIVE
AN006268 | measurement_metadata | MS_COMMENTS | MS full scans were in negative or positive ion mode with a resolution of 140,000 at m/z 200 and scan range of 70–1,000 m/z. The automatic gain control (AGC) target was 1 × 106. LC-MS peak files were analyzed and visualized with El-MAVEN
AN006268 | chromatography_metadata | CHROMATOGRAPHY_TYPE | HILIC
AN006268 | chromatography_metadata | INSTRUMENT_NAME | Thermo Dionex
AN006268 | chromatography_metadata | COLUMN_NAME | Waters XBridge BEH Amide (100 x 2.1mm,2.5um)
AN006268 | chromatography_metadata | SOLVENT_A | 95% water/5% acetonitrile; 20 mM ammonium acetate; 20 mM ammonium hydroxide, pH 9.4
AN006268 | chromatography_metadata | SOLVENT_B | 100% acetonitrile
AN006268 | chromatography_metadata | FLOW_GRADIENT | 0 minutes, 85% B; 2 minutes, 85% B; 3 minutes, 80% B; 5 minutes, 80% B; 6 minutes, 75% B; 7 minutes, 75% B; 8 minutes, 70% B; 9 minutes, 70% B; 10 minutes, 50% B; 12 minutes, 50% B; 13 minutes, 25% B; 16 minutes, 25% B; 18 minutes, 0% B; 23 minutes, 0% B; 24 minutes, 85% B; 30 minutes, 85% B, gradient changes were linear
AN006268 | chromatography_metadata | FLOW_RATE | 150 μl min−1
AN006268 | chromatography_metadata | COLUMN_TEMPERATURE | 25°C
AN006268 | missingness | n_missing | 1953
AN006268 | missingness | n_value | 26163
AN006268 | missingness | perc_missing | 7.46474028207774
AN006268 | binomial_statistics | estimate | 0.96028880866426
AN006268 | binomial_statistics | statistic | 1064
AN006268 | binomial_statistics | p.value | 4.32985320459248e-255
AN006268 | binomial_statistics | parameter | 1108
AN006268 | binomial_statistics | conf.low | 0.949233014073155
AN006268 | binomial_statistics | conf.high | 1
AN006268 | binomial_statistics | method | Exact binomial test
AN006268 | binomial_statistics | alternative | greater
AN006269 | measurement_metadata | INSTRUMENT_NAME | Thermo Orbitrap Exploris 480
AN006269 | measurement_metadata | INSTRUMENT_TYPE | Orbitrap
AN006269 | measurement_metadata | MS_TYPE | ESI
AN006269 | measurement_metadata | ION_MODE | POSITIVE
AN006269 | measurement_metadata | MS_COMMENTS | MS full scans were in negative or positive ion mode with a resolution of 140,000 at m/z 200 and scan range of 70–1,000 m/z. The automatic gain control (AGC) target was 1 × 106. LC-MS peak files were analyzed and visualized with El-MAVEN (Elucidata) using 5 ppm ion extraction window, minimum peak intensity of 1 x 105 ions, and minimum signal to background blank ratio of 2
AN006269 | chromatography_metadata | CHROMATOGRAPHY_SUMMARY | Solvent A was maintained at pH 9.4
AN006269 | chromatography_metadata | CHROMATOGRAPHY_TYPE | HILIC
AN006269 | chromatography_metadata | INSTRUMENT_NAME | Thermo Dionex
AN006269 | chromatography_metadata | COLUMN_NAME | Waters XBridge BEH Amide (100 x 2.1mm,2.5um)
AN006269 | chromatography_metadata | SOLVENT_A | 95% water/5% acetonitrile; 20 mM ammonium acetate; 20 mM ammonium hydroxide
AN006269 | chromatography_metadata | SOLVENT_B | 100% acetonitrile
AN006269 | chromatography_metadata | FLOW_GRADIENT | 0 minutes, 85% B; 2 minutes, 85% B; 3 minutes, 80% B; 5 minutes, 80% B; 6 minutes, 75% B; 7 minutes, 75% B; 8 minutes, 70% B; 9 minutes, 70% B; 10 minutes, 50% B; 12 minutes, 50% B; 13 minutes, 25% B; 16 minutes, 25% B; 18 minutes, 0% B; 23 minutes, 0% B; 24 minutes, 85% B; 30 minutes, 85% B
AN006269 | chromatography_metadata | FLOW_RATE | 150 μl min−1
AN006269 | chromatography_metadata | COLUMN_TEMPERATURE | 25°C
AN006269 | missingness | n_missing | 25
AN006269 | missingness | n_value | 5400
AN006269 | missingness | perc_missing | 0.462962962962963
AN006269 | binomial_statistics | estimate | 0.981308411214953
AN006269 | binomial_statistics | statistic | 105
AN006269 | binomial_statistics | p.value | 3.56158372755642e-29
AN006269 | binomial_statistics | parameter | 107
AN006269 | binomial_statistics | conf.low | 0.942330878272612
AN006269 | binomial_statistics | conf.high | 1
AN006269 | binomial_statistics | method | Exact binomial test
AN006269 | binomial_statistics | alternative | greater
AN006270 | measurement_metadata | INSTRUMENT_NAME | Thermo Orbitrap Exploris 480
AN006270 | measurement_metadata | INSTRUMENT_TYPE | Orbitrap
AN006270 | measurement_metadata | MS_TYPE | ESI
AN006270 | measurement_metadata | ION_MODE | NEGATIVE
AN006270 | measurement_metadata | MS_COMMENTS | MS full scans were in negative or positive ion mode with a resolution of 140,000 at m/z 200 and scan range of 70–1,000 m/z. The automatic gain control (AGC) target was 1 × 106. LC-MS peak files were analyzed and visualized with El-MAVEN
AN006270 | chromatography_metadata | CHROMATOGRAPHY_SUMMARY | Solvent A was maintained at pH 9.4
AN006270 | chromatography_metadata | CHROMATOGRAPHY_TYPE | HILIC
AN006270 | chromatography_metadata | INSTRUMENT_NAME | Thermo Dionex
AN006270 | chromatography_metadata | COLUMN_NAME | Waters XBridge BEH Amide (100 x 2.1mm,2.5um)
AN006270 | chromatography_metadata | SOLVENT_A | 95% water/5% acetonitrile; 20 mM ammonium acetate; 20 mM ammonium hydroxide
AN006270 | chromatography_metadata | SOLVENT_B | 100% acetonitrile
AN006270 | chromatography_metadata | FLOW_GRADIENT | 0 minutes, 85% B; 2 minutes, 85% B; 3 minutes, 80% B; 5 minutes, 80% B; 6 minutes, 75% B; 7 minutes, 75% B; 8 minutes, 70% B; 9 minutes, 70% B; 10 minutes, 50% B; 12 minutes, 50% B; 13 minutes, 25% B; 16 minutes, 25% B; 18 minutes, 0% B; 23 minutes, 0% B; 24 minutes, 85% B; 30 minutes, 85% B
AN006270 | chromatography_metadata | FLOW_RATE | 150 μl min−1
AN006270 | chromatography_metadata | COLUMN_TEMPERATURE | 25°C
AN006270 | missingness | n_missing | 58
AN006270 | missingness | n_value | 7320
AN006270 | missingness | perc_missing | 0.792349726775956
AN006270 | binomial_statistics | estimate | 0.963917525773196
AN006270 | binomial_statistics | statistic | 187
AN006270 | binomial_statistics | p.value | 7.60679798559264e-47
AN006270 | binomial_statistics | parameter | 194
AN006270 | binomial_statistics | conf.low | 0.933297505301363
AN006270 | binomial_statistics | conf.high | 1
AN006270 | binomial_statistics | method | Exact binomial test
AN006270 | binomial_statistics | alternative | greater
AN006271 | measurement_metadata | INSTRUMENT_NAME | Thermo Q Exactive Plus Orbitrap
AN006271 | measurement_metadata | INSTRUMENT_TYPE | Orbitrap
AN006271 | measurement_metadata | MS_TYPE | ESI
AN006271 | measurement_metadata | ION_MODE | POSITIVE
AN006271 | measurement_metadata | MS_COMMENTS | LC–MS data acquisition was operated under full scan positive mode for all samples. The full scan was set as: orbitrap resolution, 70,000 at m/z 200; AGC target, 3e6 arb; maximum injection time, 250 ms; scan range, 265–1150 m/z. LC-MS peak files were analyzed and visualized with El-MAVEN (Elucidata) using 5 ppm ion extraction window, minimum peak intensity of 1 x 105 ions, and minimum signal to background blank ratio of 2.
AN006271 | chromatography_metadata | CHROMATOGRAPHY_SUMMARY | Mobile phases A = 1 mM ammonium acetate and 0.2% (v/v) acetic acid in 90:10 (v/v) water:methanol; B = 1 mM ammonium acetate and 0.2% (v/v) acetic acid in 98:2 (v/v) isopropanol:methanol
AN006271 | chromatography_metadata | CHROMATOGRAPHY_TYPE | Reversed phase
AN006271 | chromatography_metadata | INSTRUMENT_NAME | Thermo Vanquish
AN006271 | chromatography_metadata | COLUMN_NAME | Agilent InfinityLab Poroshell 120 EC-C18 (100 x 3mm,2.7um)
AN006271 | chromatography_metadata | SOLVENT_A | 90% water/10% methanol; 1 mM ammonium acetate; 0.2% acetic acid
AN006271 | chromatography_metadata | SOLVENT_B | 98% isopropanol/2% methanol; 1 mM ammonium acetate; 0.2% acetic acid
AN006271 | chromatography_metadata | FLOW_GRADIENT | The linear gradient eluted from 25% B (0.0–2.0 min), 25% B to 65% B (2.0–4.0 min), 65% B to 100% B (4.0–16.0 min), 100% B (16.0–20.0 min), 100% B to 25% B (20.0–21.0 min), 25% (21.0 – 25.0 min)
AN006271 | chromatography_metadata | FLOW_RATE | 150 μl min−1
AN006271 | chromatography_metadata | COLUMN_TEMPERATURE | 25°C
AN006271 | missingness | n_missing | 275
AN006271 | missingness | n_value | 13368
AN006271 | missingness | perc_missing | 2.05715140634351
AN006271 | binomial_statistics | estimate | 0.982896237172178
AN006271 | binomial_statistics | statistic | 862
AN006271 | binomial_statistics | p.value | 9.5611121014039e-233
AN006271 | binomial_statistics | parameter | 877
AN006271 | binomial_statistics | conf.low | 0.973785162474688
AN006271 | binomial_statistics | conf.high | 1
AN006271 | binomial_statistics | method | Exact binomial test
AN006271 | binomial_statistics | alternative | greater
AN006272 | measurement_metadata | INSTRUMENT_NAME | Thermo Q Exactive Plus Orbitrap
AN006272 | measurement_metadata | INSTRUMENT_TYPE | Orbitrap
AN006272 | measurement_metadata | MS_TYPE | ESI
AN006272 | measurement_metadata | ION_MODE | NEGATIVE
AN006272 | measurement_metadata | MS_COMMENTS | LC–MS data acquisition was operated under full scan positive mode for all samples. The full scan was set as: orbitrap resolution, 70,000 at m/z 200; AGC target, 3e6 arb; maximum injection time, 250 ms; scan range, 265–1150 m/z. LC-MS peak files were analyzed and visualized with El-MAVEN (Elucidata) using 5 ppm ion extraction window, minimum peak intensity of 1 x 105 ions, and minimum signal to background blank ratio of 2.
AN006272 | chromatography_metadata | CHROMATOGRAPHY_SUMMARY | Mobile phases A = 1 mM ammonium acetate and 0.2% (v/v) acetic acid in 90:10 (v/v) water:methanol; B = 1 mM ammonium acetate and 0.2% (v/v) acetic acid in 98:2 (v/v) isopropanol:methanol
AN006272 | chromatography_metadata | CHROMATOGRAPHY_TYPE | Reversed phase
AN006272 | chromatography_metadata | INSTRUMENT_NAME | Thermo Vanquish
AN006272 | chromatography_metadata | COLUMN_NAME | Agilent InfinityLab Poroshell 120 EC-C18 (100 x 3mm,2.7um)
AN006272 | chromatography_metadata | SOLVENT_A | 90% water/10% methanol; 1 mM ammonium acetate; 0.2% acetic acid
AN006272 | chromatography_metadata | SOLVENT_B | 98% isopropanol/2% methanol; 1 mM ammonium acetate; 0.2% acetic acid
AN006272 | chromatography_metadata | FLOW_GRADIENT | The linear gradient eluted from 25% B (0.0–2.0 min), 25% B to 65% B (2.0–4.0 min), 65% B to 100% B (4.0–16.0 min), 100% B (16.0–20.0 min), 100% B to 25% B (20.0–21.0 min), 25% (21.0 – 25.0 min)
AN006272 | chromatography_metadata | FLOW_RATE | 150 μl min−1
AN006272 | chromatography_metadata | COLUMN_TEMPERATURE | 25°C
AN006272 | missingness | n_missing | 131
AN006272 | missingness | n_value | 3096
AN006272 | missingness | perc_missing | 4.2312661498708
AN006272 | binomial_statistics | estimate | 0.903614457831325
AN006272 | binomial_statistics | statistic | 375
AN006272 | binomial_statistics | p.value | 1.2247330770477e-69
AN006272 | binomial_statistics | parameter | 415
AN006272 | binomial_statistics | conf.low | 0.87638141235943
AN006272 | binomial_statistics | conf.high | 1
AN006272 | binomial_statistics | method | Exact binomial test
AN006272 | binomial_statistics | alternative | greater
AN006275 | measurement_metadata | INSTRUMENT_NAME | ABI Sciex 5600 TripleTOF
AN006275 | measurement_metadata | INSTRUMENT_TYPE | Triple TOF
AN006275 | measurement_metadata | MS_TYPE | ESI
AN006275 | measurement_metadata | ION_MODE | POSITIVE
AN006275 | measurement_metadata | MS_COMMENTS | Mass spectrometry For secondary mass spectrometry (MS/MS), a quadrupole-time-of-flight mass spectrometer (AB Sciex TripleTOF 5600) equipped with an electrospray ionization (ESI) source was used. The analysis was conducted in both positive and negative ionization modes with an ion source temperature of 550°C and a capillary voltage of 4500 V. The ion source gas pressures (Gas1: 50, Gas2: 50) were optimized to achieve stable ionization. The mass-to-charge ratio (m/z) range for scanning was set from 50 to 1000. Parent ions were selected, and fragmentation was induced via collision-induced dissociation (CID) to analyze product ions. The generated spectra were processed to identify metabolites, comparing their m/z values to known databases and standards for metabolite identification. Data transformation The raw data obtained from the LC-MS/MS analysis of fecal metabolites were first processed to remove background noise and correct any baseline shifts. Data files were converted into a compatible format mzML using ProteoWizard software. The resulting data were then analyzed using PeakView to identify peaks corresponding to metabolites based on their retention times and m/z values. Peak intensity values were normalized using internal standards to correct for potential variability in sample preparation and instrumental response.
AN006275 | chromatography_metadata | CHROMATOGRAPHY_TYPE | Reversed phase
AN006275 | chromatography_metadata | INSTRUMENT_NAME | Waters Acquity
AN006275 | chromatography_metadata | COLUMN_NAME | Waters ACQUITY UPLC BEH C18 (100 x 2.1mm,1.7um)
AN006275 | chromatography_metadata | SOLVENT_A | 0.1% formic acid in water
AN006275 | chromatography_metadata | SOLVENT_B | 0.1% formic acid in acetonitrile
AN006275 | chromatography_metadata | FLOW_GRADIENT | 0 - 5 min: A 95%→70%, B 5%→30%, flow rate 0.2 mL/min → 0.5 mL/min; 5 - 15 min: A 70%→20%, B 30%→80%, flow rate 0.5 mL/min; 15 - 17 min: A 20%→40%, B 80%→60%, flow rate 0.5 mL/min → 0.2 mL/min
AN006275 | chromatography_metadata | FLOW_RATE | 0.2 - 0.5 mL/min
AN006275 | chromatography_metadata | COLUMN_TEMPERATURE | 40
AN006275 | missingness | n_missing | 405
AN006275 | missingness | n_value | 28656
AN006275 | missingness | perc_missing | 1.41331658291457
AN006275 | binomial_statistics | estimate | 0.875389408099688
AN006275 | binomial_statistics | statistic | 843
AN006275 | binomial_statistics | p.value | 1.05253495164222e-134
AN006275 | binomial_statistics | parameter | 963
AN006275 | binomial_statistics | conf.low | 0.856506704463861
AN006275 | binomial_statistics | conf.high | 1
AN006275 | binomial_statistics | method | Exact binomial test
AN006275 | binomial_statistics | alternative | greater
AN006276 | measurement_metadata | INSTRUMENT_NAME | ABI Sciex 5600 TripleTOF
AN006276 | measurement_metadata | INSTRUMENT_TYPE | Triple TOF
AN006276 | measurement_metadata | MS_TYPE | ESI
AN006276 | measurement_metadata | ION_MODE | NEGATIVE
AN006276 | measurement_metadata | MS_COMMENTS | Mass spectrometry For secondary mass spectrometry (MS/MS), a quadrupole-time-of-flight mass spectrometer (AB Sciex TripleTOF 5600) equipped with an electrospray ionization (ESI) source was used. The analysis was conducted in both positive and negative ionization modes with an ion source temperature of 550°C and a capillary voltage of 4500 V. The ion source gas pressures (Gas1: 50, Gas2: 50) were optimized to achieve stable ionization. The mass-to-charge ratio (m/z) range for scanning was set from 50 to 1000. Parent ions were selected, and fragmentation was induced via collision-induced dissociation (CID) to analyze product ions. The generated spectra were processed to identify metabolites, comparing their m/z values to known databases and standards for metabolite identification. Data transformation The raw data obtained from the LC-MS/MS analysis of fecal metabolites were first processed to remove background noise and correct any baseline shifts. Data files were converted into a compatible format mzML using ProteoWizard software. The resulting data were then analyzed using PeakView to identify peaks corresponding to metabolites based on their retention times and m/z values. Peak intensity values were normalized using internal standards to correct for potential variability in sample preparation and instrumental response.
AN006276 | chromatography_metadata | CHROMATOGRAPHY_TYPE | Reversed phase
AN006276 | chromatography_metadata | INSTRUMENT_NAME | Waters Acquity
AN006276 | chromatography_metadata | COLUMN_NAME | Waters ACQUITY UPLC BEH C18 (100 x 2.1mm,1.7um)
AN006276 | chromatography_metadata | SOLVENT_A | 0.1% formic acid in water
AN006276 | chromatography_metadata | SOLVENT_B | 0.1% formic acid in acetonitrile
AN006276 | chromatography_metadata | FLOW_GRADIENT | 0 - 5 min: A 95%→70%, B 5%→30%, flow rate 0.2 mL/min → 0.5 mL/min; 5 - 15 min: A 70%→20%, B 30%→80%, flow rate 0.5 mL/min; 15 - 17 min: A 20%→40%, B 80%→60%, flow rate 0.5 mL/min → 0.2 mL/min
AN006276 | chromatography_metadata | FLOW_RATE | 0.2 - 0.5 mL/min
AN006276 | chromatography_metadata | COLUMN_TEMPERATURE | 40
AN006276 | missingness | n_missing | 279
AN006276 | missingness | n_value | 20124
AN006276 | missingness | perc_missing | 1.38640429338104
AN006276 | binomial_statistics | estimate | 0.870036101083033
AN006276 | binomial_statistics | statistic | 723
AN006276 | binomial_statistics | p.value | 8.90993392793077e-113
AN006276 | binomial_statistics | parameter | 831
AN006276 | binomial_statistics | conf.low | 0.849268121822708
AN006276 | binomial_statistics | conf.high | 1
AN006276 | binomial_statistics | method | Exact binomial test
AN006276 | binomial_statistics | alternative | greater
AN006278 | measurement_metadata | INSTRUMENT_NAME | ABI Sciex 5600 TripleTOF
AN006278 | measurement_metadata | INSTRUMENT_TYPE | Triple TOF
AN006278 | measurement_metadata | MS_TYPE | ESI
AN006278 | measurement_metadata | ION_MODE | NEGATIVE
AN006278 | measurement_metadata | MS_COMMENTS | The raw data obtained from the LC-MS/MS analysis of fecal metabolites were first processed to remove background noise and correct any baseline shifts. Data files were converted into a compatible format mzML using ProteoWizard software. The resulting data were then analyzed using PeakView to identify peaks corresponding to metabolites based on their retention times and m/z values. Peak intensity values were normalized using internal standards to correct for potential variability in sample preparation and instrumental response.
AN006278 | chromatography_metadata | CHROMATOGRAPHY_TYPE | Reversed phase
AN006278 | chromatography_metadata | INSTRUMENT_NAME | Waters Acquity
AN006278 | chromatography_metadata | COLUMN_NAME | Waters ACQUITY UPLC BEH C18 (100 x 2.1mm,1.7um)
AN006278 | chromatography_metadata | SOLVENT_A | 100% water; 0.1% formic acid
AN006278 | chromatography_metadata | SOLVENT_B | 100% acetonitrile; 0.1% formic acid
AN006278 | chromatography_metadata | FLOW_GRADIENT | 0 - 5 min: A 95%→70%, B 5%→30%, flow rate 0.2 mL/min → 0.5 mL/min; 5 - 15 min: A 70%→20%, B 30%→80%, flow rate 0.5 mL/min; 15 - 17 min: A 20%→40%, B 80%→60%, flow rate 0.5 mL/min → 0.2 mL/min
AN006278 | chromatography_metadata | FLOW_RATE | 0.2-0.5 mL/min
AN006278 | chromatography_metadata | COLUMN_TEMPERATURE | 40℃
AN006278 | missingness | n_missing | 14
AN006278 | missingness | n_value | 6174
AN006278 | missingness | perc_missing | 0.226757369614512
AN006278 | binomial_statistics | estimate | 0.896551724137931
AN006278 | binomial_statistics | statistic | 52
AN006278 | binomial_statistics | p.value | 1.57909491038666e-10
AN006278 | binomial_statistics | parameter | 58
AN006278 | binomial_statistics | conf.low | 0.806000993078212
AN006278 | binomial_statistics | conf.high | 1
AN006278 | binomial_statistics | method | Exact binomial test
AN006278 | binomial_statistics | alternative | greater
AN006299 | measurement_metadata | INSTRUMENT_NAME | Thermo Orbitrap Exploris 240
AN006299 | measurement_metadata | INSTRUMENT_TYPE | Orbitrap
AN006299 | measurement_metadata | MS_TYPE | ESI
AN006299 | measurement_metadata | ION_MODE | NEGATIVE
AN006299 | measurement_metadata | MS_COMMENTS | For MS analysis, the H-ESI source was operated in negative mode at spray voltage 2500 with the following parameters: sheath gas 35 au, aux gas 7 au, sweep gas 0 au, ion transfer tube temperature 320 C, vaporizer temperature 275 C, mass range 70 to 1000 m/z, full scan MS1 mass resolution of 120,000 FWHM, RF lens at 70%, and standard automatic gain control (AGC). Thermo XCalibur was used for data acquisition. Thermo Compound Discoverer was used for data processing and feature assignment and annotations were made via peak matching to chemical standards.
AN006299 | chromatography_metadata | CHROMATOGRAPHY_TYPE | HILIC
AN006299 | chromatography_metadata | INSTRUMENT_NAME | Thermo Vanquish
AN006299 | chromatography_metadata | COLUMN_NAME | Waters XBridge XP BEH Amide (150 mm x 2.1 mm, 2.5 µm
AN006299 | chromatography_metadata | SOLVENT_A | 100% water; 10 mM ammonium acetate; 0.1% ammonium hydroxide; 0.1% medronic acid
AN006299 | chromatography_metadata | SOLVENT_B | 90% acetonitrile/10% water; 10 mM ammonium acetate; 0.1% ammonium hydroxide; 0.1% medronic acid
AN006299 | chromatography_metadata | FLOW_GRADIENT | 0 minutes, 100% B; 2 minutes, 100% B; 3 minutes, 90% B; 5 minutes, 90% B; 6 minutes, 85% B; 7 minutes, 85% B; 8 minutes, 75% B; 9 minutes, 75% B; 10 minutes, 55% B; 12 minutes, 55% B; 13 minutes, 35%, 20 minutes, 35% B; 20.1 minutes, 35% B; 20.6 minutes, 100% B; 22.2 minutes, 100% B
AN006299 | chromatography_metadata | FLOW_RATE | 150 μl min−1 for first 22.7 minutes, then 150 μl min−1 for 22.7 to 28 minutes
AN006299 | chromatography_metadata | COLUMN_TEMPERATURE | 25
AN006299 | missingness | n_missing | 43
AN006299 | missingness | n_value | 540
AN006299 | missingness | perc_missing | 7.96296296296296
AN006299 | binomial_statistics | estimate | 1
AN006299 | binomial_statistics | statistic | 17
AN006299 | binomial_statistics | p.value | 7.62939453125e-06
AN006299 | binomial_statistics | parameter | 17
AN006299 | binomial_statistics | conf.low | 0.83843388873926
AN006299 | binomial_statistics | conf.high | 1
AN006299 | binomial_statistics | method | Exact binomial test
AN006299 | binomial_statistics | alternative | greater
AN006300 | measurement_metadata | INSTRUMENT_NAME | Thermo Orbitrap Exploris 240
AN006300 | measurement_metadata | INSTRUMENT_TYPE | Orbitrap
AN006300 | measurement_metadata | MS_TYPE | ESI
AN006300 | measurement_metadata | ION_MODE | POSITIVE
AN006300 | measurement_metadata | MS_COMMENTS | For MS analysis, the H-ESI source was operated in positive mode at spray voltage 3500 with the following parameters: sheath gas 35 au, aux gas 7 au, sweep gas 0 au, ion transfer tube temperature 320 C, vaporizer temperature 275 C, mass range 70 to 1000 m/z, full scan MS1 mass resolution of 120,000 FWHM, RF lens at 70%, and standard automatic gain control (AGC). Thermo XCalibur was used for data acquisition. Thermo Compound Discoverer was used for data processing and feature assignment and annotations were made via peak matching to chemical standards.
AN006300 | chromatography_metadata | CHROMATOGRAPHY_TYPE | HILIC
AN006300 | chromatography_metadata | INSTRUMENT_NAME | Thermo Vanquish
AN006300 | chromatography_metadata | COLUMN_NAME | Waters XBridge XP BEH Amide (150 mm x 2.1 mm, 2.5 µm
AN006300 | chromatography_metadata | SOLVENT_A | 100% water; 10 mM ammonium formate; 0.125% formic acid
AN006300 | chromatography_metadata | SOLVENT_B | 90% acetonitrile/10% water; 10 mM ammonium formate; 0.125% formic acid
AN006300 | chromatography_metadata | FLOW_GRADIENT | 0 minutes, 100% B; 2 minutes, 100% B; 3 minutes, 90% B; 5 minutes, 90% B; 6 minutes, 85% B; 7 minutes, 85% B; 8 minutes, 75% B; 9 minutes, 75% B; 10 minutes, 55% B; 12 minutes, 55% B; 13 minutes, 35%, 20 minutes, 35% B; 20.1 minutes, 35% B; 20.6 minutes, 100% B; 22.2 minutes, 100% B
AN006300 | chromatography_metadata | FLOW_RATE | 150 μl min−1 for first 22.7 minutes, then 150 μl min−1 for 22.7 to 28 minutes
AN006300 | chromatography_metadata | COLUMN_TEMPERATURE | 25
AN006300 | missingness | n_missing | 21
AN006300 | missingness | n_value | 470
AN006300 | missingness | perc_missing | 4.46808510638298
AN006300 | binomial_statistics | estimate | 1
AN006300 | binomial_statistics | statistic | 19
AN006300 | binomial_statistics | p.value | 1.9073486328125e-06
AN006300 | binomial_statistics | parameter | 19
AN006300 | binomial_statistics | conf.low | 0.854131496687757
AN006300 | binomial_statistics | conf.high | 1
AN006300 | binomial_statistics | method | Exact binomial test
AN006300 | binomial_statistics | alternative | greater
AN006319 | measurement_metadata | INSTRUMENT_NAME | 600 HHz Avance III HD
AN006319 | measurement_metadata | INSTRUMENT_TYPE | FT-NMR
AN006319 | measurement_metadata | NMR_EXPERIMENT_TYPE | 1D-1H
AN006319 | measurement_metadata | SPECTROMETER_FREQUENCY | 600 MHz
AN006319 | measurement_metadata | NMR_PROBE | TCI- croprobe
AN006319 | measurement_metadata | NMR_SOLVENT | Water- D2O (90/10)
AN006319 | measurement_metadata | NMR_TUBE_SIZE | 3.00 mm
AN006319 | measurement_metadata | SHIMMING_METHOD | Topshim 3d
AN006319 | measurement_metadata | PULSE_SEQUENCE | 1dnoesy
AN006319 | measurement_metadata | WATER_SUPPRESSION | presat
AN006319 | measurement_metadata | RECEIVER_GAIN | 80.6
AN006319 | measurement_metadata | NUMBER_OF_SCANS | 128
AN006319 | measurement_metadata | ACQUISITION_TIME | 5.3 sec
AN006319 | measurement_metadata | SPECTRAL_WIDTH | 20.8
AN006319 | measurement_metadata | LINE_BROADENING | no
AN006319 | measurement_metadata | APODIZATION | Exponential
AN006319 | measurement_metadata | BASELINE_CORRECTION_METHOD | BXR-spline
AN006319 | measurement_metadata | CHEMICAL_SHIFT_REF_STD | 0.0 ppm (DSS)
AN006319 | missingness | n_missing | 22
AN006319 | missingness | n_value | 4440
AN006319 | missingness | perc_missing | 0.495495495495495
AN006319 | binomial_statistics | estimate | 0.538461538461538
AN006319 | binomial_statistics | statistic | 42
AN006319 | binomial_statistics | p.value | 0.285793359001537
AN006319 | binomial_statistics | parameter | 78
AN006319 | binomial_statistics | conf.low | 0.439345138420733
AN006319 | binomial_statistics | conf.high | 1
AN006319 | binomial_statistics | method | Exact binomial test
AN006319 | binomial_statistics | alternative | greater
AN006323 | measurement_metadata | INSTRUMENT_NAME | ABI Sciex 6500 QTrap
AN006323 | measurement_metadata | INSTRUMENT_TYPE | QTRAP
AN006323 | measurement_metadata | MS_TYPE | ESI
AN006323 | measurement_metadata | ION_MODE | POSITIVE
AN006323 | measurement_metadata | MS_COMMENTS | The ESI source operation parameters were as follows: source temperature 500°C; ion spray voltage (IS) 5500 V (positive ion mode)/-4500 V (negative ion mode); ion source gas I (GSI), gas II(GSII), curtain gas (CUR) were set at 50, 60, and 25 psi, respectively; the collision-activated dissociation(CAD) was high. QQQ scans were acquired as MRM experiments with collision gas (nitrogen) set to medium. DP(declustering potential) and CE(collision energy) for individual MRM transitions was done with further DP and CE optimization. A specific set of MRM transitions were monitored for each period according to the metabolites eluted within this period.
AN006323 | chromatography_metadata | CHROMATOGRAPHY_SUMMARY | Agilent SB-C18 Reversed phase column was used
AN006323 | chromatography_metadata | CHROMATOGRAPHY_TYPE | Reversed phase
AN006323 | chromatography_metadata | INSTRUMENT_NAME | Agilent 1200
AN006323 | chromatography_metadata | COLUMN_NAME | Agilent ZORBAX RRHD SB-C18 (100 x 2.1mm,1.8um)
AN006323 | chromatography_metadata | SOLVENT_A | 100% water; 0.1% formic acid
AN006323 | chromatography_metadata | SOLVENT_B | 100% acetonitrile; 0.1% formic acid
AN006323 | chromatography_metadata | FLOW_GRADIENT | 95% A, 5%B. Within 9 min, a linear gradient to 5% A, 95% B was programmed, and a composition of 5% A, 95% B was kept for 1 min. Subsequently, a composition of 95% A, 5.0% B was adjusted within 1.1 min and kept for 2.9 min.
AN006323 | chromatography_metadata | FLOW_RATE | 0.35 mL/min
AN006323 | chromatography_metadata | COLUMN_TEMPERATURE | 40°C
AN006323 | missingness | n_missing | 339
AN006323 | missingness | n_value | 41850
AN006323 | missingness | perc_missing | 0.810035842293907
AN006323 | binomial_statistics | estimate | 0.75037037037037
AN006323 | binomial_statistics | statistic | 1013
AN006323 | binomial_statistics | p.value | 4.37337663140259e-79
AN006323 | binomial_statistics | parameter | 1350
AN006323 | binomial_statistics | conf.low | 0.730230635581673
AN006323 | binomial_statistics | conf.high | 1
AN006323 | binomial_statistics | method | Exact binomial test
AN006323 | binomial_statistics | alternative | greater
AN006324 | measurement_metadata | INSTRUMENT_NAME | ABI Sciex 6500 QTrap
AN006324 | measurement_metadata | INSTRUMENT_TYPE | QTRAP
AN006324 | measurement_metadata | MS_TYPE | ESI
AN006324 | measurement_metadata | ION_MODE | NEGATIVE
AN006324 | measurement_metadata | MS_COMMENTS | The ESI source operation parameters were as follows: source temperature 500°C; ion spray voltage (IS) 5500 V (positive ion mode)/-4500 V (negative ion mode); ion source gas I (GSI), gas II(GSII), curtain gas (CUR) were set at 50, 60, and 25 psi, respectively; the collision-activated dissociation(CAD) was high. QQQ scans were acquired as MRM experiments with collision gas (nitrogen) set to medium. DP(declustering potential) and CE(collision energy) for individual MRM transitions was done with further DP and CE optimization. A specific set of MRM transitions were monitored for each period according to the metabolites eluted within this period.
AN006324 | chromatography_metadata | CHROMATOGRAPHY_SUMMARY | Agilent SB-C18 Reversed phase column was used
AN006324 | chromatography_metadata | CHROMATOGRAPHY_TYPE | Reversed phase
AN006324 | chromatography_metadata | INSTRUMENT_NAME | Agilent 1200
AN006324 | chromatography_metadata | COLUMN_NAME | Agilent ZORBAX RRHD SB-C18 (100 x 2.1mm,1.8um)
AN006324 | chromatography_metadata | SOLVENT_A | 100% water; 0.1% formic acid
AN006324 | chromatography_metadata | SOLVENT_B | 100% acetonitrile; 0.1% formic acid
AN006324 | chromatography_metadata | FLOW_GRADIENT | 95% A, 5%B. Within 9 min, a linear gradient to 5% A, 95% B was programmed, and a composition of 5% A, 95% B was kept for 1 min. Subsequently, a composition of 95% A, 5.0% B was adjusted within 1.1 min and kept for 2.9 min.
AN006324 | chromatography_metadata | FLOW_RATE | 0.35 mL/min
AN006324 | chromatography_metadata | COLUMN_TEMPERATURE | 40°C
AN006324 | missingness | n_missing | 282
AN006324 | missingness | n_value | 34830
AN006324 | missingness | perc_missing | 0.809646856158484
AN006324 | binomial_statistics | estimate | 0.715320910973085
AN006324 | binomial_statistics | statistic | 691
AN006324 | binomial_statistics | p.value | 2.95106211124971e-42
AN006324 | binomial_statistics | parameter | 966
AN006324 | binomial_statistics | conf.low | 0.690453862902149
AN006324 | binomial_statistics | conf.high | 1
AN006324 | binomial_statistics | method | Exact binomial test
AN006324 | binomial_statistics | alternative | greater
AN006331 | measurement_metadata | INSTRUMENT_NAME | Bruker timsTOF
AN006331 | measurement_metadata | INSTRUMENT_TYPE | QTOF
AN006331 | measurement_metadata | MS_TYPE | ESI
AN006331 | measurement_metadata | ION_MODE | POSITIVE
AN006331 | measurement_metadata | MS_COMMENTS | A timsTOF (Bruker, Bremen, Germany) with an Apollo II electrospray ionization (ESI) source was utilized for the MS analysis with the following parameters: the nebulizer pressure was 2.2 bar, the drying gas flow rate was 10 L/min, the drying temperature was 220°C, and the capillary voltage was 4500 V. In the first 0.3 min of each LC-MS/MS run, the external calibrant, sodium formate, was injected. The acquisition was in two sections: auto MS scan for the calibrant sodium formate in 0-0.3 min, and auto MS/MS for fragmentation, in 0.3 to 30 min. Positive mode at 12 Hz was performed in both acquisition sections. The scan range was 20 to 1300 m/z, the precursor ion’s width of ±0.5, the cycle time of 0.5 seconds, and the threshold of 400 counts. After three spectra, active exclusion was performed and released after 0.2 min. For MS2 acquisition, the collision energy was fluctuated between 100-250% of 20 eV and end plate offset of 500V Mass calibration was done prior to analysis according to the manufacturer’s recommendations using external mass calibration (10 mM sodium formate calibrant solution). The performance of the column and the mass spectrometer was tested using a test mixture of (TRX-2101/RT-28- calibrants for Bruker T-ReX LC-QTOF solution from Nova Medical Testing Inc.) to check the performance of reversed-phase liquid chromatography (RPLC) separation and perform multipoint re-tention time calibration, and (TRX-3112-R/MS Certified Human serum for Bruker T-ReX LCQTOF solution from Nova Medical Testing Inc.) to check the performance of sample preparation protocols as well as LC-MS instruments. This product is prepared from pooled human blood.
AN006331 | chromatography_metadata | CHROMATOGRAPHY_SUMMARY | The Elute UHPLC and Q-TOF Mass Spectrometer (Bruker, Bremen, Germany) were utilized for metabolite detection. The Elute HPG 1300 pumps, Elute Au-tosampler (Bruker, Bremen, Germany), and Hamilton® Intensity Solo 2 C18 column (100 mm x 2.1 mm, 1.8 μm) were employed using reversed-phase chromatography. Solvents used for separation were 0.1 % FA in LC grade water (solvent A) and 0.1 % FA in ACN (solvent B). The column was kept at 35°C, and each sample was injected twice with an injection volume of 10 µL. Sample elution was performed in 30 min gradient starting with 1% ACN for 2 min and then ramped to 99% ACN within 15 min. After that, 99% ACN was kept for 3 min, and then the re-equilibration to 1% ACN was done for 10 min. The flow rate was 0.25 mL/min for 20 min and then 0.35 mL/min for 8.3 min and then the flow rate set at 0.25 mL/min for 1.7 min.
AN006331 | chromatography_metadata | CHROMATOGRAPHY_TYPE | Reversed phase
AN006331 | chromatography_metadata | INSTRUMENT_NAME | Bruker timsTOF
AN006331 | chromatography_metadata | COLUMN_NAME | Hamilton Intensity Solo 2 C18 (100 x 2.1 mm, 1.8um)
AN006331 | chromatography_metadata | SOLVENT_A | 100% water; 0.1% formic acid
AN006331 | chromatography_metadata | SOLVENT_B | 100% acetonitrile; 0.1% formic acid
AN006331 | chromatography_metadata | FLOW_GRADIENT | Sample elution was performed in 30 min gradient starting with 1% B for 2 min and then ramped to 99% B within 15 min. After that, 99% B was kept for 3 min, and then the re-equilibration to 1% B was done for 10 min.
AN006331 | chromatography_metadata | FLOW_RATE | The flow rate was 0.25 mL/min for 20 min and then 0.35 mL/min for 8.3 min and then the flow rate set at 0.25 mL/min for 1.7 min.
AN006331 | chromatography_metadata | COLUMN_TEMPERATURE | 35°C
AN006331 | missingness | n_missing | 154
AN006331 | missingness | n_value | 4360
AN006331 | missingness | perc_missing | 3.53211009174312
AN006331 | binomial_statistics | estimate | 0.709551656920078
AN006331 | binomial_statistics | statistic | 728
AN006331 | binomial_statistics | p.value | 1.98510439060749e-42
AN006331 | binomial_statistics | parameter | 1026
AN006331 | binomial_statistics | conf.low | 0.685324372240194
AN006331 | binomial_statistics | conf.high | 1
AN006331 | binomial_statistics | method | Exact binomial test
AN006331 | binomial_statistics | alternative | greater
AN006357 | measurement_metadata | INSTRUMENT_NAME | Thermo Fusion Orbitrap
AN006357 | measurement_metadata | INSTRUMENT_TYPE | Orbitrap
AN006357 | measurement_metadata | MS_TYPE | ESI
AN006357 | measurement_metadata | ION_MODE | POSITIVE
AN006357 | measurement_metadata | MS_COMMENTS | The heated electrospray (H-ESI) ionization source parameters for the Orbitrap Fusion MS were specified in the Xcalibur-based acquisition method as follows: application mode: small molecule; method duration: 19.5 minutes; ionization mode polarity, positive mode; probe spray voltage, static at +3,500 V; gas mode, static; sheath gas (arbitrary units), 25; auxiliary gas (arbitrary units), 5; sweep gas (arbitrary units), 0; ion transfer tube temperature, 275°C; and, vaporizer temperature, 75°C. Global MS acquisition parameters were specified as follows: infusion mode, liquid chromatography; expected LC peak width (s), 30; advanced peak determination, false; mild trapping, false; default charge state, 1; enable Xcalibur AcquireX method modification, false; and, internal mass calibration, Easy-IC™. The acquisition parameters for the HRMS/HRMS acquisition method used for the reverse-phase chromatographic method was specified as follows: detector type, Orbitrap; Orbitrap resolution, 120,000 (at m/z 200); mass range, normal; use quadrupole isolation, true; scan range (m/z), 65-650; RF lens (%), 60; AGC target, standard; maximum injection time mode, custom; maximum injection time (ms), 100; Microscans, 1; data type, profile; polarity, positive; source fragmentation, disabled; and, use Easy-IC™, true. Dynamic exclusion filtering was enabled with the following parameters specified: exclude after n times, 1; exclusion duration (s), 6; mass tolerance, ppm; low, 10; high, 10; exclude isotopes, true; perform dependent scan on single charge state per precursor only, false; and, exclude within cycle, true. Apex detection filtering was enabled with the following parameters specified: expected peak width (FWHM, s), 10; desired apex window (%), 30. Intensity threshold filtering was enabled with the following parameters specified: filter type, intensity threshold; intensity threshold, 5.0e4. The ddMS2 OT HCD based MS2 scan function was enabled with the following parameters specified: isolation mode, quadrupole; isolation window (m/z), 2; isolation offset, off; activation type, HCD; collision energy mode, stepped; HCD collision energies (%), 25, 35, and 45; detector type, Orbitrap; Orbitrap resolution, 120,000 (at m/z 200); mass range, normal; scan range mode, auto; AGC target, standard; maximum injection time mode, custom; maximum injection time, 35 ms; Microscans, 1; data type, profile; and, Use Easy-IC™, true.
AN006357 | chromatography_metadata | CHROMATOGRAPHY_SUMMARY | RP - NT-Metabolomics Method
AN006357 | chromatography_metadata | CHROMATOGRAPHY_TYPE | Reversed phase
AN006357 | chromatography_metadata | INSTRUMENT_NAME | Shimadzu Nexera X2
AN006357 | chromatography_metadata | COLUMN_NAME | Phenomenex Luna C18(2) (150 x 1 mm, 3 µm, 100 Å)
AN006357 | chromatography_metadata | SOLVENT_A | 100% water; 0.1% formic acid
AN006357 | chromatography_metadata | SOLVENT_B | 100% acetonitrile; 0.1% formic acid
AN006357 | chromatography_metadata | FLOW_GRADIENT | The gradient elution program was specified as follows: 0-0.5 min, 5% B; 0.5-14 min, 5-50% B; 14-14.6 min, 50-90% B; 14.6-14.9 min, 90% B; 14.9-15.0 min, 90-5% B; 15.0-20 min 5%B; and at 20.01 min a Stop command is specified, and there is a 20.4 min duty cycle for each injection
AN006357 | chromatography_metadata | FLOW_RATE | 0.080 mL/min
AN006357 | chromatography_metadata | COLUMN_TEMPERATURE | ambient
AN006357 | missingness | n_missing | 173
AN006357 | missingness | n_value | 2520
AN006357 | missingness | perc_missing | 6.86507936507937
AN006357 | binomial_statistics | estimate | 0.830903790087464
AN006357 | binomial_statistics | statistic | 285
AN006357 | binomial_statistics | p.value | 1.99351906002794e-37
AN006357 | binomial_statistics | parameter | 343
AN006357 | binomial_statistics | conf.low | 0.794047905640921
AN006357 | binomial_statistics | conf.high | 1
AN006357 | binomial_statistics | method | Exact binomial test
AN006357 | binomial_statistics | alternative | greater
AN006380 | measurement_metadata | INSTRUMENT_NAME | Thermo Q Exactive Plus Orbitrap
AN006380 | measurement_metadata | INSTRUMENT_TYPE | Orbitrap
AN006380 | measurement_metadata | MS_TYPE | ESI
AN006380 | measurement_metadata | ION_MODE | NEGATIVE
AN006380 | measurement_metadata | MS_COMMENTS | Maven
AN006380 | chromatography_metadata | CHROMATOGRAPHY_SUMMARY | Tumor derived cell Lines (TDCLs) from NSCLC.
AN006380 | chromatography_metadata | CHROMATOGRAPHY_TYPE | HILIC
AN006380 | chromatography_metadata | INSTRUMENT_NAME | Thermo Vanquish
AN006380 | chromatography_metadata | COLUMN_NAME | Waters XBridge BEH Amide (150 × 2.1mm, 2.5um)
AN006380 | chromatography_metadata | SOLVENT_A | 95% water/5% acetonitrile; 20mM acetic acid; 40mM ammonium hydroxide (pH 9.4)
AN006380 | chromatography_metadata | SOLVENT_B | 20% water/80% acetonitrile; 20mM acetic acid, 40mM ammonium hydroxide (pH 9.4)
AN006380 | chromatography_metadata | FLOW_GRADIENT | 0 min, 100% B; 3 min, 100% B; 3.2 min, 90% B; 6.2 min, 90% B; 6.5 min, 80% B; 10.5 min, 80% B; 10.7 min, 70% B; 13.5 min, 70% B; 13.7 min, 45% B; 16 min, 45% B; 16.5 min, 100% B; and 22 min, 100% B
AN006380 | chromatography_metadata | FLOW_RATE | 300 μL/min
AN006380 | chromatography_metadata | COLUMN_TEMPERATURE | 25 °C
AN006380 | chromatography_metadata | METHODS_FILENAME | Chromatography_method.pdf
AN006380 | missingness | n_missing | 804
AN006380 | missingness | n_value | 17712
AN006380 | missingness | perc_missing | 4.53929539295393
AN006380 | binomial_statistics | estimate | 0.808518518518519
AN006380 | binomial_statistics | statistic | 2183
AN006380 | binomial_statistics | p.value | 1.90424631150104e-242
AN006380 | binomial_statistics | parameter | 2700
AN006380 | binomial_statistics | conf.low | 0.795632320586475
AN006380 | binomial_statistics | conf.high | 1
AN006380 | binomial_statistics | method | Exact binomial test
AN006380 | binomial_statistics | alternative | greater
AN006382 | measurement_metadata | INSTRUMENT_NAME | Thermo Q Exactive Plus Orbitrap
AN006382 | measurement_metadata | INSTRUMENT_TYPE | Orbitrap
AN006382 | measurement_metadata | MS_TYPE | ESI
AN006382 | measurement_metadata | ION_MODE | POSITIVE
AN006382 | measurement_metadata | MS_COMMENTS | Maven
AN006382 | chromatography_metadata | CHROMATOGRAPHY_SUMMARY | TDCLs from NSCLC.
AN006382 | chromatography_metadata | CHROMATOGRAPHY_TYPE | HILIC
AN006382 | chromatography_metadata | INSTRUMENT_NAME | Thermo Vanquish
AN006382 | chromatography_metadata | COLUMN_NAME | Waters XBridge BEH Amide (150 × 2.1mm, 2.5um)
AN006382 | chromatography_metadata | SOLVENT_A | 95% water/5% acetonitrile; 20mM acetic acid; 40mM ammonium hydroxide (pH 9.4)
AN006382 | chromatography_metadata | SOLVENT_B | 20% water/80% acetonitrile; 20mM acetic acid, 40mM ammonium hydroxide (pH 9.4)
AN006382 | chromatography_metadata | FLOW_GRADIENT | 0 min, 100% B; 3 min, 100% B; 3.2 min, 90% B; 6.2 min, 90% B; 6.5 min, 80% B; 10.5 min, 80% B; 10.7 min, 70% B; 13.5 min, 70% B; 13.7 min, 45% B; 16 min, 45% B; 16.5 min, 100% B; and 22 min, 100% B
AN006382 | chromatography_metadata | FLOW_RATE | 300 μL/min
AN006382 | chromatography_metadata | COLUMN_TEMPERATURE | 25 °C
AN006382 | chromatography_metadata | METHODS_FILENAME | Chromatography_method.pdf
AN006382 | missingness | n_missing | 1367
AN006382 | missingness | n_value | 11568
AN006382 | missingness | perc_missing | 11.817081604426
AN006382 | binomial_statistics | estimate | 0.964225824482951
AN006382 | binomial_statistics | statistic | 1725
AN006382 | binomial_statistics | p.value | 0
AN006382 | binomial_statistics | parameter | 1789
AN006382 | binomial_statistics | conf.low | 0.956133615816369
AN006382 | binomial_statistics | conf.high | 1
AN006382 | binomial_statistics | method | Exact binomial test
AN006382 | binomial_statistics | alternative | greater
AN006383 | measurement_metadata | INSTRUMENT_NAME | Thermo Q Exactive Plus Orbitrap
AN006383 | measurement_metadata | INSTRUMENT_TYPE | Orbitrap
AN006383 | measurement_metadata | MS_TYPE | ESI
AN006383 | measurement_metadata | ION_MODE | NEGATIVE
AN006383 | measurement_metadata | MS_COMMENTS | Maven
AN006383 | chromatography_metadata | CHROMATOGRAPHY_SUMMARY | TDCLs from NSCLC.
AN006383 | chromatography_metadata | CHROMATOGRAPHY_TYPE | HILIC
AN006383 | chromatography_metadata | INSTRUMENT_NAME | Thermo Vanquish
AN006383 | chromatography_metadata | COLUMN_NAME | Waters XBridge BEH Amide (150 × 2.1mm, 2.5um)
AN006383 | chromatography_metadata | SOLVENT_A | 95% water/5% acetonitrile; 20mM acetic acid; 40mM ammonium hydroxide (pH 9.4)
AN006383 | chromatography_metadata | SOLVENT_B | 20% water/80% acetonitrile; 20mM acetic acid, 40mM ammonium hydroxide (pH 9.4)
AN006383 | chromatography_metadata | FLOW_GRADIENT | 0 min, 100% B; 3 min, 100% B; 3.2 min, 90% B; 6.2 min, 90% B; 6.5 min, 80% B; 10.5 min, 80% B; 10.7 min, 70% B; 13.5 min, 70% B; 13.7 min, 45% B; 16 min, 45% B; 16.5 min, 100% B; and 22 min, 100% B
AN006383 | chromatography_metadata | FLOW_RATE | 300 μL/min
AN006383 | chromatography_metadata | COLUMN_TEMPERATURE | 25 °C
AN006383 | chromatography_metadata | METHODS_FILENAME | Chromatography_method.pdf
AN006383 | missingness | n_missing | 1475
AN006383 | missingness | n_value | 15888
AN006383 | missingness | perc_missing | 9.2837361530715
AN006383 | binomial_statistics | estimate | 0.940334128878282
AN006383 | binomial_statistics | statistic | 1970
AN006383 | binomial_statistics | p.value | 0
AN006383 | binomial_statistics | parameter | 2095
AN006383 | binomial_statistics | conf.low | 0.931115265810557
AN006383 | binomial_statistics | conf.high | 1
AN006383 | binomial_statistics | method | Exact binomial test
AN006383 | binomial_statistics | alternative | greater
AN006384 | measurement_metadata | INSTRUMENT_NAME | Thermo Q Exactive Plus Orbitrap
AN006384 | measurement_metadata | INSTRUMENT_TYPE | Orbitrap
AN006384 | measurement_metadata | MS_TYPE | ESI
AN006384 | measurement_metadata | ION_MODE | POSITIVE
AN006384 | measurement_metadata | MS_COMMENTS | Maven. Box I and II
AN006384 | chromatography_metadata | CHROMATOGRAPHY_SUMMARY | TDCLs from NSCLC. BOX I Pos
AN006384 | chromatography_metadata | CHROMATOGRAPHY_TYPE | HILIC
AN006384 | chromatography_metadata | INSTRUMENT_NAME | Thermo Vanquish
AN006384 | chromatography_metadata | COLUMN_NAME | Waters XBridge BEH Amide (150 × 2.1mm, 2.5um)
AN006384 | chromatography_metadata | SOLVENT_A | 95% water/5% acetonitrile; 20mM acetic acid; 40mM ammonium hydroxide (pH 9.4)
AN006384 | chromatography_metadata | SOLVENT_B | 20% water/80% acetonitrile; 20mM acetic acid, 40mM ammonium hydroxide (pH 9.4)
AN006384 | chromatography_metadata | FLOW_GRADIENT | 0 min, 100% B; 3 min, 100% B; 3.2 min, 90% B; 6.2 min, 90% B; 6.5 min, 80% B; 10.5 min, 80% B; 10.7 min, 70% B; 13.5 min, 70% B; 13.7 min, 45% B; 16 min, 45% B; 16.5 min, 100% B; and 22 min, 100% B
AN006384 | chromatography_metadata | FLOW_RATE | 300 μL/min
AN006384 | chromatography_metadata | COLUMN_TEMPERATURE | 25 °C
AN006384 | chromatography_metadata | METHODS_FILENAME | Chromatography_method.pdf
AN006384 | missingness | n_missing | 1456
AN006384 | missingness | n_value | 19832
AN006384 | missingness | perc_missing | 7.34167002823719
AN006384 | binomial_statistics | estimate | 0.947351927295519
AN006384 | binomial_statistics | statistic | 3023
AN006384 | binomial_statistics | p.value | 0
AN006384 | binomial_statistics | parameter | 3191
AN006384 | binomial_statistics | conf.low | 0.94038144482329
AN006384 | binomial_statistics | conf.high | 1
AN006384 | binomial_statistics | method | Exact binomial test
AN006384 | binomial_statistics | alternative | greater
AN006385 | measurement_metadata | INSTRUMENT_NAME | Thermo Q Exactive Plus Orbitrap
AN006385 | measurement_metadata | INSTRUMENT_TYPE | Orbitrap
AN006385 | measurement_metadata | MS_TYPE | ESI
AN006385 | measurement_metadata | ION_MODE | NEGATIVE
AN006385 | measurement_metadata | MS_COMMENTS | Maven Box I and II
AN006385 | chromatography_metadata | CHROMATOGRAPHY_SUMMARY | TDCLs from NSCLC. BOX I Pos
AN006385 | chromatography_metadata | CHROMATOGRAPHY_TYPE | HILIC
AN006385 | chromatography_metadata | INSTRUMENT_NAME | Thermo Vanquish
AN006385 | chromatography_metadata | COLUMN_NAME | Waters XBridge BEH Amide (150 × 2.1mm, 2.5um)
AN006385 | chromatography_metadata | SOLVENT_A | 95% water/5% acetonitrile; 20mM acetic acid; 40mM ammonium hydroxide (pH 9.4)
AN006385 | chromatography_metadata | SOLVENT_B | 20% water/80% acetonitrile; 20mM acetic acid, 40mM ammonium hydroxide (pH 9.4)
AN006385 | chromatography_metadata | FLOW_GRADIENT | 0 min, 100% B; 3 min, 100% B; 3.2 min, 90% B; 6.2 min, 90% B; 6.5 min, 80% B; 10.5 min, 80% B; 10.7 min, 70% B; 13.5 min, 70% B; 13.7 min, 45% B; 16 min, 45% B; 16.5 min, 100% B; and 22 min, 100% B
AN006385 | chromatography_metadata | FLOW_RATE | 300 μL/min
AN006385 | chromatography_metadata | COLUMN_TEMPERATURE | 25 °C
AN006385 | chromatography_metadata | METHODS_FILENAME | Chromatography_method.pdf
AN006385 | missingness | n_missing | 1331
AN006385 | missingness | n_value | 21904
AN006385 | missingness | perc_missing | 6.07651570489408
AN006385 | binomial_statistics | estimate | 0.964634146341463
AN006385 | binomial_statistics | statistic | 3164
AN006385 | binomial_statistics | p.value | 0
AN006385 | binomial_statistics | parameter | 3280
AN006385 | binomial_statistics | conf.low | 0.958859691650177
AN006385 | binomial_statistics | conf.high | 1
AN006385 | binomial_statistics | method | Exact binomial test
AN006385 | binomial_statistics | alternative | greater
AN006386 | measurement_metadata | INSTRUMENT_NAME | Thermo Q Exactive Plus Orbitrap
AN006386 | measurement_metadata | INSTRUMENT_TYPE | Orbitrap
AN006386 | measurement_metadata | MS_TYPE | ESI
AN006386 | measurement_metadata | ION_MODE | POSITIVE
AN006386 | measurement_metadata | MS_COMMENTS | Maven
AN006386 | chromatography_metadata | CHROMATOGRAPHY_SUMMARY | Muscle
AN006386 | chromatography_metadata | CHROMATOGRAPHY_TYPE | HILIC
AN006386 | chromatography_metadata | INSTRUMENT_NAME | Thermo Vanquish
AN006386 | chromatography_metadata | COLUMN_NAME | Waters XBridge BEH Amide (150 × 2.1mm, 2.5um)
AN006386 | chromatography_metadata | SOLVENT_A | 95% water/5% acetonitrile; 20mM acetic acid; 40mM ammonium hydroxide (pH 9.4)
AN006386 | chromatography_metadata | SOLVENT_B | 20% water/80% acetonitrile; 20mM acetic acid, 40mM ammonium hydroxide (pH 9.4)
AN006386 | chromatography_metadata | FLOW_GRADIENT | 0 min, 100% B; 3 min, 100% B; 3.2 min, 90% B; 6.2 min, 90% B; 6.5 min, 80% B; 10.5 min, 80% B; 10.7 min, 70% B; 13.5 min, 70% B; 13.7 min, 45% B; 16 min, 45% B; 16.5 min, 100% B; and 22 min, 100% B
AN006386 | chromatography_metadata | FLOW_RATE | 300 μL/min
AN006386 | chromatography_metadata | COLUMN_TEMPERATURE | 25 °C
AN006386 | chromatography_metadata | METHODS_FILENAME | Chromatography_method.pdf
AN006386 | missingness | n_missing | 1068
AN006386 | missingness | n_value | 11730
AN006386 | missingness | perc_missing | 9.10485933503836
AN006386 | binomial_statistics | estimate | 0.981420765027322
AN006386 | binomial_statistics | statistic | 898
AN006386 | binomial_statistics | p.value | 1.96780973062776e-240
AN006386 | binomial_statistics | parameter | 915
AN006386 | binomial_statistics | conf.low | 0.972261574935546
AN006386 | binomial_statistics | conf.high | 1
AN006386 | binomial_statistics | method | Exact binomial test
AN006386 | binomial_statistics | alternative | greater
AN006387 | measurement_metadata | INSTRUMENT_NAME | Thermo Q Exactive Plus Orbitrap
AN006387 | measurement_metadata | INSTRUMENT_TYPE | Orbitrap
AN006387 | measurement_metadata | MS_TYPE | ESI
AN006387 | measurement_metadata | ION_MODE | NEGATIVE
AN006387 | measurement_metadata | MS_COMMENTS | Maven
AN006387 | chromatography_metadata | CHROMATOGRAPHY_SUMMARY | Muscle
AN006387 | chromatography_metadata | CHROMATOGRAPHY_TYPE | HILIC
AN006387 | chromatography_metadata | INSTRUMENT_NAME | Thermo Vanquish
AN006387 | chromatography_metadata | COLUMN_NAME | Waters XBridge BEH Amide (150 × 2.1mm, 2.5um)
AN006387 | chromatography_metadata | SOLVENT_A | 95% water/5% acetonitrile; 20mM acetic acid; 40mM ammonium hydroxide (pH 9.4)
AN006387 | chromatography_metadata | SOLVENT_B | 20% water/80% acetonitrile; 20mM acetic acid, 40mM ammonium hydroxide (pH 9.4)
AN006387 | chromatography_metadata | FLOW_GRADIENT | 0 min, 100% B; 3 min, 100% B; 3.2 min, 90% B; 6.2 min, 90% B; 6.5 min, 80% B; 10.5 min, 80% B; 10.7 min, 70% B; 13.5 min, 70% B; 13.7 min, 45% B; 16 min, 45% B; 16.5 min, 100% B; and 22 min, 100% B
AN006387 | chromatography_metadata | FLOW_RATE | 300 μL/min
AN006387 | chromatography_metadata | COLUMN_TEMPERATURE | 25 °C
AN006387 | chromatography_metadata | METHODS_FILENAME | Chromatography_method.pdf
AN006387 | missingness | n_missing | 1256
AN006387 | missingness | n_value | 18462
AN006387 | missingness | perc_missing | 6.80316325425198
AN006387 | binomial_statistics | estimate | 0.993780234968901
AN006387 | binomial_statistics | statistic | 1438
AN006387 | binomial_statistics | p.value | 0
AN006387 | binomial_statistics | parameter | 1447
AN006387 | binomial_statistics | conf.low | 0.989171504080063
AN006387 | binomial_statistics | conf.high | 1
AN006387 | binomial_statistics | method | Exact binomial test
AN006387 | binomial_statistics | alternative | greater
AN006388 | measurement_metadata | INSTRUMENT_NAME | Thermo Q Exactive Plus Orbitrap
AN006388 | measurement_metadata | INSTRUMENT_TYPE | Orbitrap
AN006388 | measurement_metadata | MS_TYPE | ESI
AN006388 | measurement_metadata | ION_MODE | POSITIVE
AN006388 | measurement_metadata | MS_COMMENTS | Maven
AN006388 | chromatography_metadata | CHROMATOGRAPHY_SUMMARY | Lung
AN006388 | chromatography_metadata | CHROMATOGRAPHY_TYPE | HILIC
AN006388 | chromatography_metadata | INSTRUMENT_NAME | Thermo Vanquish
AN006388 | chromatography_metadata | COLUMN_NAME | Waters XBridge BEH Amide (150 × 2.1mm, 2.5um)
AN006388 | chromatography_metadata | SOLVENT_A | 95% water/5% acetonitrile; 20mM acetic acid; 40mM ammonium hydroxide (pH 9.4)
AN006388 | chromatography_metadata | SOLVENT_B | 20% water/80% acetonitrile; 20mM acetic acid, 40mM ammonium hydroxide (pH 9.4)
AN006388 | chromatography_metadata | FLOW_GRADIENT | 0 min, 100% B; 3 min, 100% B; 3.2 min, 90% B; 6.2 min, 90% B; 6.5 min, 80% B; 10.5 min, 80% B; 10.7 min, 70% B; 13.5 min, 70% B; 13.7 min, 45% B; 16 min, 45% B; 16.5 min, 100% B; and 22 min, 100% B
AN006388 | chromatography_metadata | FLOW_RATE | 300 μL/min
AN006388 | chromatography_metadata | COLUMN_TEMPERATURE | 25 °C
AN006388 | chromatography_metadata | METHODS_FILENAME | Chromatography_method.pdf
AN006388 | missingness | n_missing | 806
AN006388 | missingness | n_value | 12054
AN006388 | missingness | perc_missing | 6.68657706985233
AN006388 | binomial_statistics | estimate | 0.982300884955752
AN006388 | binomial_statistics | statistic | 1332
AN006388 | binomial_statistics | p.value | 0
AN006388 | binomial_statistics | parameter | 1356
AN006388 | binomial_statistics | conf.low | 0.975198512567153
AN006388 | binomial_statistics | conf.high | 1
AN006388 | binomial_statistics | method | Exact binomial test
AN006388 | binomial_statistics | alternative | greater
AN006389 | measurement_metadata | INSTRUMENT_NAME | Thermo Q Exactive Plus Orbitrap
AN006389 | measurement_metadata | INSTRUMENT_TYPE | Orbitrap
AN006389 | measurement_metadata | MS_TYPE | ESI
AN006389 | measurement_metadata | ION_MODE | NEGATIVE
AN006389 | measurement_metadata | MS_COMMENTS | Maven
AN006389 | chromatography_metadata | CHROMATOGRAPHY_SUMMARY | Lung
AN006389 | chromatography_metadata | CHROMATOGRAPHY_TYPE | HILIC
AN006389 | chromatography_metadata | INSTRUMENT_NAME | Thermo Vanquish
AN006389 | chromatography_metadata | COLUMN_NAME | Waters XBridge BEH Amide (150 × 2.1mm, 2.5um)
AN006389 | chromatography_metadata | SOLVENT_A | 95% water/5% acetonitrile; 20mM acetic acid; 40mM ammonium hydroxide (pH 9.4)
AN006389 | chromatography_metadata | SOLVENT_B | 20% water/80% acetonitrile; 20mM acetic acid, 40mM ammonium hydroxide (pH 9.4)
AN006389 | chromatography_metadata | FLOW_GRADIENT | 0 min, 100% B; 3 min, 100% B; 3.2 min, 90% B; 6.2 min, 90% B; 6.5 min, 80% B; 10.5 min, 80% B; 10.7 min, 70% B; 13.5 min, 70% B; 13.7 min, 45% B; 16 min, 45% B; 16.5 min, 100% B; and 22 min, 100% B
AN006389 | chromatography_metadata | FLOW_RATE | 300 μL/min
AN006389 | chromatography_metadata | COLUMN_TEMPERATURE | 25 °C
AN006389 | chromatography_metadata | METHODS_FILENAME | Chromatography_method.pdf
AN006389 | missingness | n_missing | 1071
AN006389 | missingness | n_value | 16121
AN006389 | missingness | perc_missing | 6.64350846721667
AN006389 | binomial_statistics | estimate | 0.902464788732394
AN006389 | binomial_statistics | statistic | 2563
AN006389 | binomial_statistics | p.value | 0
AN006389 | binomial_statistics | parameter | 2840
AN006389 | binomial_statistics | conf.low | 0.892821474233309
AN006389 | binomial_statistics | conf.high | 1
AN006389 | binomial_statistics | method | Exact binomial test
AN006389 | binomial_statistics | alternative | greater
AN006390 | measurement_metadata | INSTRUMENT_NAME | Thermo Q Exactive Plus Orbitrap
AN006390 | measurement_metadata | INSTRUMENT_TYPE | Orbitrap
AN006390 | measurement_metadata | MS_TYPE | ESI
AN006390 | measurement_metadata | ION_MODE | POSITIVE
AN006390 | measurement_metadata | MS_COMMENTS | Maven
AN006390 | chromatography_metadata | CHROMATOGRAPHY_SUMMARY | Liver
AN006390 | chromatography_metadata | CHROMATOGRAPHY_TYPE | HILIC
AN006390 | chromatography_metadata | INSTRUMENT_NAME | Thermo Vanquish
AN006390 | chromatography_metadata | COLUMN_NAME | Waters XBridge BEH Amide (150 × 2.1mm, 2.5um)
AN006390 | chromatography_metadata | SOLVENT_A | 95% water/5% acetonitrile; 20mM acetic acid; 40mM ammonium hydroxide (pH 9.4)
AN006390 | chromatography_metadata | SOLVENT_B | 20% water/80% acetonitrile; 20mM acetic acid, 40mM ammonium hydroxide (pH 9.4)
AN006390 | chromatography_metadata | FLOW_GRADIENT | 0 min, 100% B; 3 min, 100% B; 3.2 min, 90% B; 6.2 min, 90% B; 6.5 min, 80% B; 10.5 min, 80% B; 10.7 min, 70% B; 13.5 min, 70% B; 13.7 min, 45% B; 16 min, 45% B; 16.5 min, 100% B; and 22 min, 100% B
AN006390 | chromatography_metadata | FLOW_RATE | 300 μL/min
AN006390 | chromatography_metadata | COLUMN_TEMPERATURE | 25 °C
AN006390 | chromatography_metadata | METHODS_FILENAME | Chromatography_method.pdf
AN006390 | missingness | n_missing | 2006
AN006390 | missingness | n_value | 18564
AN006390 | missingness | perc_missing | 10.8058608058608
AN006390 | binomial_statistics | estimate | 0.974317817014446
AN006390 | binomial_statistics | statistic | 1821
AN006390 | binomial_statistics | p.value | 0
AN006390 | binomial_statistics | parameter | 1869
AN006390 | binomial_statistics | conf.low | 0.967447918616087
AN006390 | binomial_statistics | conf.high | 1
AN006390 | binomial_statistics | method | Exact binomial test
AN006390 | binomial_statistics | alternative | greater
AN006391 | measurement_metadata | INSTRUMENT_NAME | Thermo Q Exactive Plus Orbitrap
AN006391 | measurement_metadata | INSTRUMENT_TYPE | Orbitrap
AN006391 | measurement_metadata | MS_TYPE | ESI
AN006391 | measurement_metadata | ION_MODE | NEGATIVE
AN006391 | measurement_metadata | MS_COMMENTS | Maven
AN006391 | chromatography_metadata | CHROMATOGRAPHY_SUMMARY | Liver
AN006391 | chromatography_metadata | CHROMATOGRAPHY_TYPE | HILIC
AN006391 | chromatography_metadata | INSTRUMENT_NAME | Thermo Vanquish
AN006391 | chromatography_metadata | COLUMN_NAME | Waters XBridge BEH Amide (150 × 2.1mm, 2.5um)
AN006391 | chromatography_metadata | SOLVENT_A | 95% water/5% acetonitrile; 20mM acetic acid; 40mM ammonium hydroxide (pH 9.4)
AN006391 | chromatography_metadata | SOLVENT_B | 20% water/80% acetonitrile; 20mM acetic acid, 40mM ammonium hydroxide (pH 9.4)
AN006391 | chromatography_metadata | FLOW_GRADIENT | 0 min, 100% B; 3 min, 100% B; 3.2 min, 90% B; 6.2 min, 90% B; 6.5 min, 80% B; 10.5 min, 80% B; 10.7 min, 70% B; 13.5 min, 70% B; 13.7 min, 45% B; 16 min, 45% B; 16.5 min, 100% B; and 22 min, 100% B
AN006391 | chromatography_metadata | FLOW_RATE | 300 μL/min
AN006391 | chromatography_metadata | COLUMN_TEMPERATURE | 25 °C
AN006391 | chromatography_metadata | METHODS_FILENAME | Chromatography_method.pdf
AN006391 | missingness | n_missing | 2186
AN006391 | missingness | n_value | 24633
AN006391 | missingness | perc_missing | 8.87427434742013
AN006391 | binomial_statistics | estimate | 0.896761133603239
AN006391 | binomial_statistics | statistic | 3101
AN006391 | binomial_statistics | p.value | 0
AN006391 | binomial_statistics | parameter | 3458
AN006391 | binomial_statistics | conf.low | 0.887855474994704
AN006391 | binomial_statistics | conf.high | 1
AN006391 | binomial_statistics | method | Exact binomial test
AN006391 | binomial_statistics | alternative | greater
AN006392 | measurement_metadata | INSTRUMENT_NAME | Thermo Q Exactive Plus Orbitrap
AN006392 | measurement_metadata | INSTRUMENT_TYPE | Orbitrap
AN006392 | measurement_metadata | MS_TYPE | ESI
AN006392 | measurement_metadata | ION_MODE | POSITIVE
AN006392 | measurement_metadata | MS_COMMENTS | Maven
AN006392 | chromatography_metadata | CHROMATOGRAPHY_SUMMARY | Plasma
AN006392 | chromatography_metadata | CHROMATOGRAPHY_TYPE | HILIC
AN006392 | chromatography_metadata | INSTRUMENT_NAME | Thermo Vanquish
AN006392 | chromatography_metadata | COLUMN_NAME | Waters XBridge BEH Amide (150 × 2.1mm, 2.5um)
AN006392 | chromatography_metadata | SOLVENT_A | 95% water/5% acetonitrile; 20mM acetic acid; 40mM ammonium hydroxide (pH 9.4)
AN006392 | chromatography_metadata | SOLVENT_B | 20% water/80% acetonitrile; 20mM acetic acid, 40mM ammonium hydroxide (pH 9.4)
AN006392 | chromatography_metadata | FLOW_GRADIENT | 0 min, 100% B; 3 min, 100% B; 3.2 min, 90% B; 6.2 min, 90% B; 6.5 min, 80% B; 10.5 min, 80% B; 10.7 min, 70% B; 13.5 min, 70% B; 13.7 min, 45% B; 16 min, 45% B; 16.5 min, 100% B; and 22 min, 100% B
AN006392 | chromatography_metadata | FLOW_RATE | 300 μL/min
AN006392 | chromatography_metadata | COLUMN_TEMPERATURE | 25 °C
AN006392 | chromatography_metadata | METHODS_FILENAME | Chromatography_method.pdf
AN006392 | missingness | n_missing | 391
AN006392 | missingness | n_value | 5661
AN006392 | missingness | perc_missing | 6.90690690690691
AN006392 | binomial_statistics | estimate | 0.962121212121212
AN006392 | binomial_statistics | statistic | 381
AN006392 | binomial_statistics | p.value | 3.48186354894686e-93
AN006392 | binomial_statistics | parameter | 396
AN006392 | binomial_statistics | conf.low | 0.942271390463828
AN006392 | binomial_statistics | conf.high | 1
AN006392 | binomial_statistics | method | Exact binomial test
AN006392 | binomial_statistics | alternative | greater
AN006393 | measurement_metadata | INSTRUMENT_NAME | Thermo Q Exactive Plus Orbitrap
AN006393 | measurement_metadata | INSTRUMENT_TYPE | Orbitrap
AN006393 | measurement_metadata | MS_TYPE | ESI
AN006393 | measurement_metadata | ION_MODE | NEGATIVE
AN006393 | measurement_metadata | MS_COMMENTS | Maven
AN006393 | chromatography_metadata | CHROMATOGRAPHY_SUMMARY | Plasma
AN006393 | chromatography_metadata | CHROMATOGRAPHY_TYPE | HILIC
AN006393 | chromatography_metadata | INSTRUMENT_NAME | Thermo Vanquish
AN006393 | chromatography_metadata | COLUMN_NAME | Waters XBridge BEH Amide (150 × 2.1mm, 2.5um)
AN006393 | chromatography_metadata | SOLVENT_A | 95% water/5% acetonitrile; 20mM acetic acid; 40mM ammonium hydroxide (pH 9.4)
AN006393 | chromatography_metadata | SOLVENT_B | 20% water/80% acetonitrile; 20mM acetic acid, 40mM ammonium hydroxide (pH 9.4)
AN006393 | chromatography_metadata | FLOW_GRADIENT | 0 min, 100% B; 3 min, 100% B; 3.2 min, 90% B; 6.2 min, 90% B; 6.5 min, 80% B; 10.5 min, 80% B; 10.7 min, 70% B; 13.5 min, 70% B; 13.7 min, 45% B; 16 min, 45% B; 16.5 min, 100% B; and 22 min, 100% B
AN006393 | chromatography_metadata | FLOW_RATE | 300 μL/min
AN006393 | chromatography_metadata | COLUMN_TEMPERATURE | 25 °C
AN006393 | chromatography_metadata | METHODS_FILENAME | Chromatography_method.pdf
AN006393 | missingness | n_missing | 1651
AN006393 | missingness | n_value | 14586
AN006393 | missingness | perc_missing | 11.319073083779
AN006393 | binomial_statistics | estimate | 0.963009404388715
AN006393 | binomial_statistics | statistic | 1536
AN006393 | binomial_statistics | p.value | 0
AN006393 | binomial_statistics | parameter | 1595
AN006393 | binomial_statistics | conf.low | 0.95426107363014
AN006393 | binomial_statistics | conf.high | 1
AN006393 | binomial_statistics | method | Exact binomial test
AN006393 | binomial_statistics | alternative | greater
AN006395 | measurement_metadata | INSTRUMENT_NAME | Thermo Q Exactive Plus Orbitrap
AN006395 | measurement_metadata | INSTRUMENT_TYPE | Orbitrap
AN006395 | measurement_metadata | MS_TYPE | ESI
AN006395 | measurement_metadata | ION_MODE | POSITIVE
AN006395 | measurement_metadata | MS_COMMENTS | Maven
AN006395 | chromatography_metadata | CHROMATOGRAPHY_SUMMARY | Tumor
AN006395 | chromatography_metadata | CHROMATOGRAPHY_TYPE | HILIC
AN006395 | chromatography_metadata | INSTRUMENT_NAME | Thermo Vanquish
AN006395 | chromatography_metadata | COLUMN_NAME | XBridge BEH Amide (150 × 2.1mm, 2.5um)
AN006395 | chromatography_metadata | SOLVENT_A | 95% water/5% acetonitrile; 20mM acetic acid; 40mM ammonium hydroxide (pH 9.4)
AN006395 | chromatography_metadata | SOLVENT_B | 20% H2O, 80% acetonitrile with 20 mM acetic acid20% water/80% acetonitrile; 20mM acetic acid, 40mM ammonium hydroxide (pH 9.4), 40 mM ammonium hydroxide, (pH 9.4)
AN006395 | chromatography_metadata | FLOW_GRADIENT | 0 min, 100% B; 3 min, 100% B; 3.2 min, 90% B; 6.2 min, 90% B; 6.5 min, 80% B; 10.5 min, 80% B; 10.7 min, 70% B; 13.5 min, 70% B; 13.7 min, 45% B; 16 min, 45% B; 16.5 min, 100% B; and 22 min, 100% B
AN006395 | chromatography_metadata | FLOW_RATE | 300 μL/min
AN006395 | chromatography_metadata | COLUMN_TEMPERATURE | 25 °C
AN006395 | chromatography_metadata | METHODS_FILENAME | Chromatography_method.pdf
AN006395 | missingness | n_missing | 535
AN006395 | missingness | n_value | 12455
AN006395 | missingness | perc_missing | 4.29546366920915
AN006395 | binomial_statistics | estimate | 0.977083333333333
AN006395 | binomial_statistics | statistic | 1876
AN006395 | binomial_statistics | p.value | 0
AN006395 | binomial_statistics | parameter | 1920
AN006395 | binomial_statistics | conf.low | 0.970631874678263
AN006395 | binomial_statistics | conf.high | 1
AN006395 | binomial_statistics | method | Exact binomial test
AN006395 | binomial_statistics | alternative | greater
AN006396 | measurement_metadata | INSTRUMENT_NAME | Thermo Q Exactive Plus Orbitrap
AN006396 | measurement_metadata | INSTRUMENT_TYPE | Orbitrap
AN006396 | measurement_metadata | MS_TYPE | ESI
AN006396 | measurement_metadata | ION_MODE | NEGATIVE
AN006396 | measurement_metadata | MS_COMMENTS | Maven
AN006396 | chromatography_metadata | CHROMATOGRAPHY_SUMMARY | Tumor
AN006396 | chromatography_metadata | CHROMATOGRAPHY_TYPE | HILIC
AN006396 | chromatography_metadata | INSTRUMENT_NAME | Thermo Vanquish
AN006396 | chromatography_metadata | COLUMN_NAME | XBridge BEH Amide (150 × 2.1mm, 2.5um)
AN006396 | chromatography_metadata | SOLVENT_A | 95% water/5% acetonitrile; 20mM acetic acid; 40mM ammonium hydroxide (pH 9.4)
AN006396 | chromatography_metadata | SOLVENT_B | 20% H2O, 80% acetonitrile with 20 mM acetic acid20% water/80% acetonitrile; 20mM acetic acid, 40mM ammonium hydroxide (pH 9.4), 40 mM ammonium hydroxide, (pH 9.4)
AN006396 | chromatography_metadata | FLOW_GRADIENT | 0 min, 100% B; 3 min, 100% B; 3.2 min, 90% B; 6.2 min, 90% B; 6.5 min, 80% B; 10.5 min, 80% B; 10.7 min, 70% B; 13.5 min, 70% B; 13.7 min, 45% B; 16 min, 45% B; 16.5 min, 100% B; and 22 min, 100% B
AN006396 | chromatography_metadata | FLOW_RATE | 300 μL/min
AN006396 | chromatography_metadata | COLUMN_TEMPERATURE | 25 °C
AN006396 | chromatography_metadata | METHODS_FILENAME | Chromatography_method.pdf
AN006396 | missingness | n_missing | 441
AN006396 | missingness | n_value | 22936
AN006396 | missingness | perc_missing | 1.9227415416812
AN006396 | binomial_statistics | estimate | 0.958745165449076
AN006396 | binomial_statistics | statistic | 2231
AN006396 | binomial_statistics | p.value | 0
AN006396 | binomial_statistics | parameter | 2327
AN006396 | binomial_statistics | conf.low | 0.951305904674466
AN006396 | binomial_statistics | conf.high | 1
AN006396 | binomial_statistics | method | Exact binomial test
AN006396 | binomial_statistics | alternative | greater
AN006411 | measurement_metadata | INSTRUMENT_NAME | Thermo Exactive Plus Orbitrap
AN006411 | measurement_metadata | INSTRUMENT_TYPE | Orbitrap
AN006411 | measurement_metadata | MS_TYPE | ESI
AN006411 | measurement_metadata | ION_MODE | NEGATIVE
AN006411 | measurement_metadata | MS_COMMENTS | .raw files were converted to .mzXML files using MSConvert software of the ProteoWizard package. The .mzXML files were processed using El Maven software for peak picking, alignment, and annotation.
AN006411 | chromatography_metadata | CHROMATOGRAPHY_TYPE | Reversed phase
AN006411 | chromatography_metadata | INSTRUMENT_NAME | Thermo Dionex Ultimate 3000
AN006411 | chromatography_metadata | COLUMN_NAME | Waters XSelect HSS T3 Column XP (100 x 2.1 mm, 2.5 um)
AN006411 | chromatography_metadata | SOLVENT_A | 97% water/3% methanol; 15 mM acetic acid; 10 mM tributylamine; 2.5 µM medronic acid
AN006411 | chromatography_metadata | SOLVENT_B | 100% Methanol
AN006411 | chromatography_metadata | FLOW_GRADIENT | 0-5.0 min: 100% A, 0% B; 5.0-13.0 min: 80% A, 20% B; 13.0-15.0 min: 45% A, 55% B; 15.0-17.5 min: 35% A, 65% B; 17.5-21.0 min: 5% A, 95% B; 21.0-25 min: 100% A, 0% B
AN006411 | chromatography_metadata | FLOW_RATE | 0.200 mL/min
AN006411 | chromatography_metadata | COLUMN_TEMPERATURE | 30°C
AN006411 | missingness | n_missing | 1428
AN006411 | missingness | n_value | 5265
AN006411 | missingness | perc_missing | 27.1225071225071
AN006411 | binomial_statistics | estimate | 0.537414965986395
AN006411 | binomial_statistics | statistic | 1501
AN006411 | binomial_statistics | p.value | 4.11746238874952e-05
AN006411 | binomial_statistics | parameter | 2793
AN006411 | binomial_statistics | conf.low | 0.52169394161386
AN006411 | binomial_statistics | conf.high | 1
AN006411 | binomial_statistics | method | Exact binomial test
AN006411 | binomial_statistics | alternative | greater
AN006425 | measurement_metadata | INSTRUMENT_NAME | ABI Sciex 4000 QTrap
AN006425 | measurement_metadata | INSTRUMENT_TYPE | Triple quadrupole
AN006425 | measurement_metadata | MS_TYPE | ESI
AN006425 | measurement_metadata | ION_MODE | POSITIVE
AN006425 | measurement_metadata | MS_COMMENTS | multiple precursor ion scanning Note; positive, negative and neutral loss loop are contained in the same instrument file.
AN006425 | measurement_metadata | ION_SPRAY_VOLTAGE | 5300
AN006425 | chromatography_metadata | CHROMATOGRAPHY_SUMMARY | NA
AN006425 | chromatography_metadata | CHROMATOGRAPHY_TYPE | None (Direct infusion)
AN006425 | chromatography_metadata | INSTRUMENT_NAME | none
AN006425 | chromatography_metadata | COLUMN_NAME | none
AN006425 | chromatography_metadata | SOLVENT_A | n/a
AN006425 | chromatography_metadata | SOLVENT_B | n/a
AN006425 | chromatography_metadata | FLOW_GRADIENT | n/a
AN006425 | chromatography_metadata | FLOW_RATE | n/a
AN006425 | chromatography_metadata | COLUMN_TEMPERATURE | n/a
AN006425 | missingness | n_missing | 17854
AN006425 | missingness | n_value | 24880
AN006425 | missingness | perc_missing | 71.7604501607717
AN006425 | binomial_statistics | estimate | 0.587162932016711
AN006425 | binomial_statistics | statistic | 3092
AN006425 | binomial_statistics | p.value | 4.41130408259137e-37
AN006425 | binomial_statistics | parameter | 5266
AN006425 | binomial_statistics | conf.low | 0.575874429288192
AN006425 | binomial_statistics | conf.high | 1
AN006425 | binomial_statistics | method | Exact binomial test
AN006425 | binomial_statistics | alternative | greater
AN006426 | measurement_metadata | INSTRUMENT_NAME | ABI Sciex 4000 QTrap
AN006426 | measurement_metadata | INSTRUMENT_TYPE | Triple quadrupole
AN006426 | measurement_metadata | MS_TYPE | ESI
AN006426 | measurement_metadata | ION_MODE | NEGATIVE
AN006426 | measurement_metadata | MS_COMMENTS | multiple precursor ion scanning Note; positive, negative and neutral loss loop are contained in the same instrument file.
AN006426 | measurement_metadata | ION_SPRAY_VOLTAGE | -4500
AN006426 | chromatography_metadata | CHROMATOGRAPHY_SUMMARY | NA
AN006426 | chromatography_metadata | CHROMATOGRAPHY_TYPE | None (Direct infusion)
AN006426 | chromatography_metadata | INSTRUMENT_NAME | none
AN006426 | chromatography_metadata | COLUMN_NAME | none
AN006426 | chromatography_metadata | SOLVENT_A | n/a
AN006426 | chromatography_metadata | SOLVENT_B | n/a
AN006426 | chromatography_metadata | FLOW_GRADIENT | n/a
AN006426 | chromatography_metadata | FLOW_RATE | n/a
AN006426 | chromatography_metadata | COLUMN_TEMPERATURE | n/a
AN006426 | missingness | n_missing | 47596
AN006426 | missingness | n_value | 63360
AN006426 | missingness | perc_missing | 75.1199494949495
AN006426 | binomial_statistics | estimate | 0.516635716496441
AN006426 | binomial_statistics | statistic | 6677
AN006426 | binomial_statistics | p.value | 8.03421460198701e-05
AN006426 | binomial_statistics | parameter | 12924
AN006426 | binomial_statistics | conf.low | 0.509364451394663
AN006426 | binomial_statistics | conf.high | 1
AN006426 | binomial_statistics | method | Exact binomial test
AN006426 | binomial_statistics | alternative | greater
AN006450 | measurement_metadata | INSTRUMENT_NAME | Thermo Q Exactive Orbitrap
AN006450 | measurement_metadata | INSTRUMENT_TYPE | Orbitrap
AN006450 | measurement_metadata | MS_TYPE | Other
AN006450 | measurement_metadata | ION_MODE | POSITIVE
AN006450 | measurement_metadata | MS_COMMENTS | Metabolon (LC/MS Pos early)
AN006450 | chromatography_metadata | CHROMATOGRAPHY_SUMMARY | Low pH polar (LC/MS Pos early)
AN006450 | chromatography_metadata | CHROMATOGRAPHY_TYPE | Reversed phase
AN006450 | chromatography_metadata | INSTRUMENT_NAME | Waters Acquity
AN006450 | chromatography_metadata | COLUMN_NAME | Waters Acquity BEH C18 (100 x 2.1mm, 1.7um)
AN006450 | chromatography_metadata | SOLVENT_A | 100% water; 0.1% formic acid; 0.05% PFPA, pH ~2.5
AN006450 | chromatography_metadata | SOLVENT_B | 100% methanol; 0.1% formic acid; 0.05% PFPA, pH ~2.5
AN006450 | chromatography_metadata | FLOW_GRADIENT | Linear gradient from 5% B to 80% B over 3.35 minutes
AN006450 | chromatography_metadata | FLOW_RATE | 0.35 mL/min
AN006450 | chromatography_metadata | COLUMN_TEMPERATURE | 40-50
AN006450 | missingness | n_missing | 1993
AN006450 | missingness | n_value | 20025
AN006450 | missingness | perc_missing | 9.95255930087391
AN006450 | binomial_statistics | estimate | 0.952615992102665
AN006450 | binomial_statistics | statistic | 2895
AN006450 | binomial_statistics | p.value | 0
AN006450 | binomial_statistics | parameter | 3039
AN006450 | binomial_statistics | conf.low | 0.945780800171922
AN006450 | binomial_statistics | conf.high | 1
AN006450 | binomial_statistics | method | Exact binomial test
AN006450 | binomial_statistics | alternative | greater
AN006453 | measurement_metadata | INSTRUMENT_NAME | Thermo Q Exactive HF hybrid Orbitrap
AN006453 | measurement_metadata | INSTRUMENT_TYPE | Orbitrap
AN006453 | measurement_metadata | MS_TYPE | ESI
AN006453 | measurement_metadata | ION_MODE | POSITIVE
AN006453 | measurement_metadata | MS_COMMENTS | Raw data were processed using TraceFinder 3.3 software (Thermo Fisher Scientific; Waltham, MA) and Progenesis QI (Nonlinear Dynamics; Newcastle upon Tyne, UK). Metabolite identities were confirmed using authentic reference standards or reference samples.
AN006453 | measurement_metadata | MS_RESULTS_FILE | ST003930_AN006453_Results.txt UNITS:Abudances Has m/z:Yes Has RT:Yes RT units:Minutes
AN006453 | chromatography_metadata | CHROMATOGRAPHY_TYPE | HILIC
AN006453 | chromatography_metadata | INSTRUMENT_NAME | Agilent 1290 Infinity II
AN006453 | chromatography_metadata | COLUMN_NAME | Waters Atlantis HILIC (150 x 2.1mm, 3um)
AN006453 | chromatography_metadata | SOLVENT_A | 100% Water; 10 mM Ammonium formate; 0.1% Formic acid
AN006453 | chromatography_metadata | SOLVENT_B | 100% Acetonitrile; 0.1% Formic acid
AN006453 | chromatography_metadata | FLOW_GRADIENT | Isocratically with 5% mobile phase A for 1 minute followed by a linear gradient to 40% mobile phase B over 10 minutes
AN006453 | chromatography_metadata | FLOW_RATE | 250 µL/min
AN006453 | chromatography_metadata | COLUMN_TEMPERATURE | 30°C
AN006453 | missingness | n_missing | 126
AN006453 | missingness | n_value | 6328
AN006453 | missingness | perc_missing | 1.99115044247788
AN006453 | binomial_statistics | estimate | 0.918181818181818
AN006453 | binomial_statistics | statistic | 202
AN006453 | binomial_statistics | p.value | 7.2505953660903e-41
AN006453 | binomial_statistics | parameter | 220
AN006453 | binomial_statistics | conf.low | 0.881085228911786
AN006453 | binomial_statistics | conf.high | 1
AN006453 | binomial_statistics | method | Exact binomial test
AN006453 | binomial_statistics | alternative | greater
AN006602 | measurement_metadata | INSTRUMENT_NAME | Thermo Orbitrap Exploris 240
AN006602 | measurement_metadata | INSTRUMENT_TYPE | Orbitrap
AN006602 | measurement_metadata | MS_TYPE | ESI
AN006602 | measurement_metadata | ION_MODE | POSITIVE
AN006602 | measurement_metadata | MS_COMMENTS | PCs were identified in positive mode using parent lipid m/z, RT and choline head fragment of 184.073 m/z. Confirmation of PCs was performed by FA tail analysis in negative mode. Labeled PC were determined using 2-labeled 13C-choline which produces a MS mass shift of Δ2.006 m/z.
AN006602 | chromatography_metadata | CHROMATOGRAPHY_TYPE | Reversed phase
AN006602 | chromatography_metadata | INSTRUMENT_NAME | Thermo Vanquish
AN006602 | chromatography_metadata | COLUMN_NAME | Phenomenex Kinetex C18 (100 x 2.1mm,2.6um)
AN006602 | chromatography_metadata | SOLVENT_A | 40:60 water-methanol, plus 10mM ammonium formate and 0.1% formic acid
AN006602 | chromatography_metadata | SOLVENT_B | 10:90 methanol-isopropanol, plus 10mM ammonium formate and 0.1% formic acid
AN006602 | chromatography_metadata | FLOW_GRADIENT | 75% solvent A–25% solvent B for 2 min, 35% solvent A–65% solvent B for 2min at a curve value of 4, a hold at 35% solvent A–65% solvent B for 1min, 0% solvent A–100% solvent B for 11min at a curve value of 4, and a hold at 0% solvent A–100% solvent B for 4 min.
AN006602 | chromatography_metadata | FLOW_RATE | 0.25-mL/min
AN006602 | chromatography_metadata | COLUMN_TEMPERATURE | 60
AN006602 | missingness | n_missing | 1217
AN006602 | missingness | n_value | 8532
AN006602 | missingness | perc_missing | 14.2639474917956
AN006602 | binomial_statistics | estimate | 0.828856485034536
AN006602 | binomial_statistics | statistic | 1080
AN006602 | binomial_statistics | p.value | 2.12999896442454e-135
AN006602 | binomial_statistics | parameter | 1303
AN006602 | binomial_statistics | conf.low | 0.810764025666935
AN006602 | binomial_statistics | conf.high | 1
AN006602 | binomial_statistics | method | Exact binomial test
AN006602 | binomial_statistics | alternative | greater
AN006673 | measurement_metadata | INSTRUMENT_NAME | Thermo Q Exactive Orbitrap
AN006673 | measurement_metadata | INSTRUMENT_TYPE | Orbitrap
AN006673 | measurement_metadata | MS_TYPE | Other
AN006673 | measurement_metadata | ION_MODE | POSITIVE
AN006673 | measurement_metadata | MS_COMMENTS | Metabolon (LC/MS Pos early)
AN006673 | chromatography_metadata | CHROMATOGRAPHY_SUMMARY | Low pH polar (LC/MS Pos early)
AN006673 | chromatography_metadata | CHROMATOGRAPHY_TYPE | HILIC
AN006673 | chromatography_metadata | INSTRUMENT_NAME | Thermo Dionex ICS-5000+
AN006673 | chromatography_metadata | COLUMN_NAME | Waters XBridge BEH C18 (100 x 2.1 mm, 3.5 μm)
AN006673 | chromatography_metadata | SOLVENT_A | 100% water; 0.1% formic acid; 0.05% PFPA, pH ~2.5
AN006673 | chromatography_metadata | SOLVENT_B | 100% methanol; 0.1% formic acid; 0.05% PFPA, pH ~2.5
AN006673 | chromatography_metadata | FLOW_GRADIENT | Linear gradient from 5% B to 80% B over 3.35 minutes
AN006673 | chromatography_metadata | FLOW_RATE | 0.35 mL/min
AN006673 | chromatography_metadata | COLUMN_TEMPERATURE | 40°C-50°C
AN006673 | missingness | n_missing | 3167
AN006673 | missingness | n_value | 39120
AN006673 | missingness | perc_missing | 8.09560327198364
AN006673 | binomial_statistics | estimate | 0.704816615112682
AN006673 | binomial_statistics | statistic | 1595
AN006673 | binomial_statistics | p.value | 3.6789635274092e-87
AN006673 | binomial_statistics | parameter | 2263
AN006673 | binomial_statistics | conf.low | 0.688633510138535
AN006673 | binomial_statistics | conf.high | 1
AN006673 | binomial_statistics | method | Exact binomial test
AN006673 | binomial_statistics | alternative | greater
AN006713 | measurement_metadata | INSTRUMENT_NAME | ABI Sciex 6500+ QTrap
AN006713 | measurement_metadata | INSTRUMENT_TYPE | Triple quadrupole
AN006713 | measurement_metadata | MS_TYPE | ESI
AN006713 | measurement_metadata | ION_MODE | POSITIVE
AN006713 | measurement_metadata | MS_COMMENTS | curtain gas at 30 psi; collision gas was set at medium; ion spray voltage at 5,500 V; temperature at 600°C; ion source Gas 1 at 50 psi; ion source Gas 2 at 60 psi
AN006713 | chromatography_metadata | CHROMATOGRAPHY_TYPE | HILIC
AN006713 | chromatography_metadata | INSTRUMENT_NAME | Agilent 1290 Infinity II
AN006713 | chromatography_metadata | COLUMN_NAME | Waters ACQUITY UPLC BEH Amide (150 x 2.1mm,1.7um)
AN006713 | chromatography_metadata | SOLVENT_A | 60% acetonitrile/40% water;10 mM ammonium formate; 0.1% formic acid
AN006713 | chromatography_metadata | SOLVENT_B | 90% isopropyl alcohol/ 10% acetonitrile;10 mM ammonium formate; 0.1% formic acid
AN006713 | chromatography_metadata | FLOW_GRADIENT | 0.0-8.0 min from 45% B to 99% B, 8.0-9.0 min at 99% B, 9.0-9.1 min to 45% B, and 9.1-10.0 min at 45% B.
AN006713 | chromatography_metadata | FLOW_RATE | 0.25 mL/min
AN006713 | chromatography_metadata | COLUMN_TEMPERATURE | 55
AN006713 | missingness | n_missing | 835
AN006713 | missingness | n_value | 9282
AN006713 | missingness | perc_missing | 8.99590605472958
AN006713 | binomial_statistics | estimate | 0.778265642151482
AN006713 | binomial_statistics | statistic | 709
AN006713 | binomial_statistics | p.value | 5.51061768420753e-67
AN006713 | binomial_statistics | parameter | 911
AN006713 | binomial_statistics | conf.low | 0.754424920394736
AN006713 | binomial_statistics | conf.high | 1
AN006713 | binomial_statistics | method | Exact binomial test
AN006713 | binomial_statistics | alternative | greater
AN006714 | measurement_metadata | INSTRUMENT_NAME | ABI Sciex 6500+ QTrap
AN006714 | measurement_metadata | INSTRUMENT_TYPE | Triple quadrupole
AN006714 | measurement_metadata | MS_TYPE | ESI
AN006714 | measurement_metadata | ION_MODE | POSITIVE
AN006714 | measurement_metadata | MS_COMMENTS | curtain gas at 40 psi; collision gas set at medium; ion spray voltage at 5,500 V; temperature at 250°C; ion source Gas 1 at 55 psi; ion source Gas 2 at 60 psi.
AN006714 | chromatography_metadata | CHROMATOGRAPHY_TYPE | Reversed phase
AN006714 | chromatography_metadata | INSTRUMENT_NAME | Agilent 1290 Infinity II
AN006714 | chromatography_metadata | COLUMN_NAME | Waters ACQUITY UPLC BEH C18 (100 x 2.1mm,1.7um)
AN006714 | chromatography_metadata | SOLVENT_A | 60% acetonitrile/40% water; 10 mM ammonium formate; 0.1% formic acid
AN006714 | chromatography_metadata | SOLVENT_B | 90% isopropyl alcohol/10% acetonitrile; 10 mM ammonium formate; 0.1% formic acid
AN006714 | chromatography_metadata | FLOW_GRADIENT | 0.0-8.0 min from 45% B to 99% B, 8.0-9.0 min at 99% B, 9.0-9.1 min to 45% B, and 9.1-10.0 min at 45% B.
AN006714 | chromatography_metadata | FLOW_RATE | 0.25 mL/min
AN006714 | chromatography_metadata | COLUMN_TEMPERATURE | 55
AN006714 | missingness | n_missing | 731
AN006714 | missingness | n_value | 7176
AN006714 | missingness | perc_missing | 10.1867335562988
AN006714 | binomial_statistics | estimate | 0.985032740879326
AN006714 | binomial_statistics | statistic | 1053
AN006714 | binomial_statistics | p.value | 1.99345402052304e-287
AN006714 | binomial_statistics | parameter | 1069
AN006714 | binomial_statistics | conf.low | 0.977355708112439
AN006714 | binomial_statistics | conf.high | 1
AN006714 | binomial_statistics | method | Exact binomial test
AN006714 | binomial_statistics | alternative | greater
AN006788 | measurement_metadata | INSTRUMENT_NAME | Thermo Q Exactive HF-X Orbitrap
AN006788 | measurement_metadata | INSTRUMENT_TYPE | Orbitrap
AN006788 | measurement_metadata | MS_TYPE | ESI
AN006788 | measurement_metadata | ION_MODE | UNSPECIFIED
AN006788 | measurement_metadata | MS_COMMENTS | The mass spectrometer was operated in polarity switching mode to acquire data in both positive and negative mode from a single run. MS resolution was 60,000, AGC was 1e6, maximum IT was 200 ms, and the MS scan range was 200-1400 m/z. To annotate lipids, pooled QC samples were prepared with aliquots of each individual experimental sample and these were subjected to data-dependent MS2 analysis using the chromatography conditions detailed above. For data-dependent MS2 acquisition, the MS1 scan was set to 30,000 resolution, 1e5 AGC, 50 ms maximum IT, isolation window of 1 m/z, collision energy of 30, and dynamic exclusion of 10 s.
AN006788 | chromatography_metadata | CHROMATOGRAPHY_TYPE | Reversed phase
AN006788 | chromatography_metadata | INSTRUMENT_NAME | Waters Acquity I-Class
AN006788 | chromatography_metadata | COLUMN_NAME | Thermo Accucore C30 (150 x 2.1mm,2.6um)
AN006788 | chromatography_metadata | SOLVENT_A | 60:40 Acetonitrile:Water + 10mM Ammonium Formate + 0.1% Formic Acid
AN006788 | chromatography_metadata | SOLVENT_B | 90:8:2 Isopropanol:Acetonitrile:Water + 10mM Ammonium Formate + 0.1% Formic Acid
AN006788 | chromatography_metadata | FLOW_GRADIENT | The initial mobile phase composition was 30% MPB and was increased to 43% MPB by 5 min, 50% MPB by 5.1 min, 70% MPB by 14 min, 99% MPB by 21 min, then held at 99% MPB until 24 min, followed by column equilibration at initial mobile phase conditions for 6 minutes.
AN006788 | chromatography_metadata | FLOW_RATE | 0.35 mL/min
AN006788 | chromatography_metadata | COLUMN_TEMPERATURE | 40
AN006788 | missingness | n_missing | 263
AN006788 | missingness | n_value | 32544
AN006788 | missingness | perc_missing | 0.808136676499508
AN006788 | binomial_statistics | estimate | 0.905308464849354
AN006788 | binomial_statistics | statistic | 631
AN006788 | binomial_statistics | p.value | 5.84658697621419e-117
AN006788 | binomial_statistics | parameter | 697
AN006788 | binomial_statistics | conf.low | 0.88504809374148
AN006788 | binomial_statistics | conf.high | 1
AN006788 | binomial_statistics | method | Exact binomial test
AN006788 | binomial_statistics | alternative | greater
AN006794 | measurement_metadata | INSTRUMENT_NAME | Bruker timsTOF
AN006794 | measurement_metadata | INSTRUMENT_TYPE | QTOF
AN006794 | measurement_metadata | MS_TYPE | ESI
AN006794 | measurement_metadata | ION_MODE | POSITIVE
AN006794 | measurement_metadata | MS_COMMENTS | A timsTOF (Bruker, Bremen, Germany) with an Apollo II electrospray ionization (ESI) source was utilized for the MS analysis with the following parameters: the nebulizer pressure was 2.2 bar, the drying gas flow rate was 10 L/min, the drying temperature was 220°C, and the capillary voltage was 4500 V. In the first 0.3 min of each LC-MS/MS run, the external calibrant, sodium formate, was injected. The acquisition was in two sections: auto MS scan for the calibrant sodium formate in 0-0.3 min, and auto MS/MS for fragmentation, in 0.3 to 30 min. Positive mode at 12 Hz was performed in both acquisition sections. The scan range was 20 to 1300 m/z, the precursor ion’s width of ±0.5, the cycle time of 0.5 seconds, and the threshold of 400 counts. After three spectra, active exclusion was performed and released after 0.2 min. For MS2 acquisition, the collision energy was fluctuated between 100-250% of 20 eV and end plate offset of 500V Mass calibration was done prior to analysis according to the manufacturer’s recommendations using external mass calibration (10 mM sodium formate calibrant solution). The performance of the column and the mass spectrometer was tested using a test mixture of (TRX-2101/RT-28-calibrants for Bruker T-ReX LC-QTOF solution from Nova Medical Testing Inc.) to check the performance of reversed-phase liquid chromatography (RPLC) separation and perform multipoint re-tention time calibration, and (TRX-3112-R/MS Certified Human serum for Bruker T-ReX LC-QTOF solution from Nova Medical Testing Inc.) to check the performance of sample preparation protocols as well as LC-MS instruments.
AN006794 | chromatography_metadata | CHROMATOGRAPHY_SUMMARY | The Elute UHPLC and Q-TOF Mass Spectrometer (Bruker, Bremen, Germany) were utilized for metabolite detection. The Elute HPG 1300 pumps, Elute Au-tosampler (Bruker, Bremen, Germany), and Hamilton® Intensity Solo 2 C18 column (100 mm x 2.1 mm, 1.8 μm) were employed using reversed-phase chromatography. Solvents used for separation were 0.1 % FA in LC grade water (solvent A) and 0.1 % FA in ACN (solvent B). The column was kept at 35°C, and each sample was injected twice with an injection volume of 10 µL. Sample elution was performed in 30 min gradient starting with 1% ACN for 2 min and then ramped to 99% ACN within 15 min. After that, 99% ACN was kept for 3 min, and then the re-equilibration to 1% ACN was done for 10 min. The flow rate was 0.25 mL/min for 20 min and then 0.35 mL/min for 8.3 min and then the flow rate set at 0.25 mL/min for 1.7 min.
AN006794 | chromatography_metadata | CHROMATOGRAPHY_TYPE | Reversed phase
AN006794 | chromatography_metadata | INSTRUMENT_NAME | Bruker timsTOF
AN006794 | chromatography_metadata | COLUMN_NAME | Hamilton Intensity Solo 2 C18 (100 x 2.1 mm, 1.8um)
AN006794 | chromatography_metadata | SOLVENT_A | 100% water; 0.1 % Formic acid
AN006794 | chromatography_metadata | SOLVENT_B | 100% acetonitrile; 0.1 % Formic acid
AN006794 | chromatography_metadata | FLOW_GRADIENT | Sample elution was performed in 30 min gradient starting with 1% B for 2 min and then ramped to 99% B within 15 min. After that, 99% B was kept for 3 min, and then the re-equilibration to 1% B was done for 10 min.
AN006794 | chromatography_metadata | FLOW_RATE | The flow rate was 0.25 mL/min for 20 min and then 0.35 mL/min for 8.3 min and then the flow rate set at 0.25 mL/min for 1.7 min.
AN006794 | chromatography_metadata | COLUMN_TEMPERATURE | 35°C
AN006794 | missingness | n_missing | 443
AN006794 | missingness | n_value | 8775
AN006794 | missingness | perc_missing | 5.04843304843305
AN006794 | binomial_statistics | estimate | 0.677152843978392
AN006794 | binomial_statistics | statistic | 2131
AN006794 | binomial_statistics | p.value | 6.12346485943058e-90
AN006794 | binomial_statistics | parameter | 3147
AN006794 | binomial_statistics | conf.low | 0.663166292436377
AN006794 | binomial_statistics | conf.high | 1
AN006794 | binomial_statistics | method | Exact binomial test
AN006794 | binomial_statistics | alternative | greater
AN006807 | measurement_metadata | INSTRUMENT_NAME | Bruker timsTOF
AN006807 | measurement_metadata | INSTRUMENT_TYPE | QTOF
AN006807 | measurement_metadata | MS_TYPE | ESI
AN006807 | measurement_metadata | ION_MODE | POSITIVE
AN006807 | measurement_metadata | MS_COMMENTS | The MS analysis was performed using a TimsTOF (Bruker, Darmstadt, Germany) with Apollo II electrospray ionization (ESI) source. The drying gas was set to flow at 10 L/min and the drying temperature to 220°C and the nebulizer pressure to 2.2 bar. The capillary voltage was 4500 V and the end plate offset 500V. For metabolomics the scan range was 20-1300 m/z. The collision energy was set to 20 eV, the cycle time to 0.5 seconds with a relative minimum intensity threshold of 400 counts per thousand and target intensity of 20,000. Sodium formate was injected as an external calibrant in the first 0.3 minutes of each LC-MS/MS run. MetaboScape 4.0 software was used for metabolite processing and statistical analysis (Bruker Daltonics). The following parameters for molecular feature identification and "bucketing" were set in the T-ReX 2D/3D workflow: For peak detection, a minimum intensity threshold of 1,000 counts is required, as well as a minimum peak duration of 7 spectra, with feature quantification determine using peak area. The file masses were recalibrated based on the external calibrant injected between 0-0.3 min. Data Processing and Metabolite Identification: The acquired data were analyzed utilizing MetaboScape 4.0 software (Bruker Daltonics, Billerica, MA, USA) using the following parameters: an intensity threshold of 1000, a peak length spanning seven spectra, and a peak area for quantification. Mass spectra calibration was performed within the 0-0.3-minute interval. The auto-MS/MS scan adhered to the average method, with a retention duration span of 0.3 to 25 min and a mass range of 20 to 1300 m/z. Metabolites were identified by aligning the MS/MS spectra and retention time (RT) with human metabolome database (HMBD) 4.0, and precisely designed to meet the distinct requirements of the metabolomic community. The peak intensity of every metabolite was utilized to create the quantitative data matrix. To ensure comprehensive metabolic coverage, metabolites identified in both organic and aqueous phases were combined for data analysis. The metabolite datasets were transferred as CSV files and subsequently imported into MetaboAnalyst software (version 6.0; https://www.metaboanalyst.ca), McGill University, Montreal, Canada) [26]. For sample classification, the partial least squares discriminant analysis (PLS-DA) method in MetaboAnalyst was utilized to choose the most distinguishing characteristics within the studied conditions. This process aimed to reduce the rate of false positives. The corrections for multiple hypothesis testing were employed utilizing the false discovery rate (FDR) approach. The identification of significantly changed metabolites in the ANX and HPX groups, as opposed to the NMX condition, was performed using a two-tailed independent Student's t-test. This resulted in the formation of a volcano plot, graphically depicting the statistical significance and fold change (p&lt;0.05, FC=2), emphasizing the dysregulation of cellular metabolites for each group. One-way analysis of variance (ANOVA) was utilized for an extensive comparison between ANX, HPX, and NMX conditions. The threshold for significance was set at p &lt;0.05. Reference: [26] J. Xia, D.S. Wishart, Web-based inference of biological patterns, functions and pathways from metabolomic data using MetaboAnalyst, Nature protocols 6(6) (2011) 743-760. doi: 10.1038/nprot.2011.319.
AN006807 | chromatography_metadata | CHROMATOGRAPHY_SUMMARY | Samples were chromatographically separated by inline reversed-phase chromatography using the Elute HPG 1300 pumps and Elute Autosampler (Bruker, Darmstadt, Germany) with solvent A 0.1% FA in HPLC grade water and solvent B 0.1% FA in ACN. A Hamilton Intensity Solo 2 C18 column (100 mm x 2.1 mm, 1.8µm beads) was maintained at 35°C. For metabolomics, 10 µL was injected twice for each sample and eluted using a 30-minute gradient as follows: 1% ACN was held for 2 minutes, ramping to 99% ACN over 15 minutes, held at 99% ACN for 3 minutes before re-equilibrating to 1% ACN for 10 minutes. Flow rates were 250 µL/min for elution and 350 µL/min for re-equilibration.
AN006807 | chromatography_metadata | CHROMATOGRAPHY_TYPE | Reversed phase
AN006807 | chromatography_metadata | INSTRUMENT_NAME | Bruker Elute
AN006807 | chromatography_metadata | COLUMN_NAME | Hamilton Intensity Solo 2 C18 (100 x 2.1 mm, 1.8 µm)
AN006807 | chromatography_metadata | SOLVENT_A | 100% water; 0.1% formic acid
AN006807 | chromatography_metadata | SOLVENT_B | 100% acetonitrile; 0.1% formic acid
AN006807 | chromatography_metadata | FLOW_GRADIENT | 1% B was held for 2 minutes, ramping to 99% B over 15 minutes, held at 99% B for 3 minutes before re-equilibrating to 1% B for 10 minutes.
AN006807 | chromatography_metadata | FLOW_RATE | 250 µL/min
AN006807 | chromatography_metadata | COLUMN_TEMPERATURE | 35°C
AN006807 | missingness | n_missing | 4109
AN006807 | missingness | n_value | 11040
AN006807 | missingness | perc_missing | 37.2192028985507
AN006807 | binomial_statistics | estimate | 0.526150434300499
AN006807 | binomial_statistics | statistic | 2847
AN006807 | binomial_statistics | p.value | 6.2925151448033e-05
AN006807 | binomial_statistics | parameter | 5411
AN006807 | binomial_statistics | conf.low | 0.514884413317081
AN006807 | binomial_statistics | conf.high | 1
AN006807 | binomial_statistics | method | Exact binomial test
AN006807 | binomial_statistics | alternative | greater
AN006832 | measurement_metadata | INSTRUMENT_NAME | Thermo Orbitrap Exploris 240
AN006832 | measurement_metadata | INSTRUMENT_TYPE | Orbitrap
AN006832 | measurement_metadata | MS_TYPE | ESI
AN006832 | measurement_metadata | ION_MODE | UNSPECIFIED
AN006832 | measurement_metadata | MS_COMMENTS | Metabolites were measured with Vanquish Horizon UHPLC coupled to an Orbitrap Exploris 240 mass spectrometer (both Thermo Fisher Scientific) via a heated electrospray ionization source. The spray voltages were set to +3.5kV/-2.8 kV, RF lens value at 70, the heated capillary held at 320 °C, and the auxiliary gas heater held at 280 °C. The flow rate for sheath gas, aux gas and sweep gas were set to 40, 15 and 0, respectively. For MS1 scans, mass range was set to m/z=70-900, AGC target set to standard and maximum injection time (IT) set to auto. Data acquisition for experimental samples used full scan mode with polarity switching at an Orbitrap resolution of 120000. Data acquisition for untargeted metabolite identification was performed using the AcquireX Deep Scan workflow, an iterative data-dependent acquisition (DDA) strategy using multiple injections of the pooled sample. In brief, sample was first injected in full scan-only mode in single polarity to create an automated inclusion list. MS2 acquisition was then carried out in triplicate, where ions on the inclusion list were prioritized for fragmentation in each run, after which both the exclusion and inclusion lists were updated in a manner where fragmented ions from the inclusion list were moved to exclusion list for the next run. DDA full scan-ddMS2 method for AcquireX workflow used the following parameters: full scan resolution was set to 60000, fragmentation resolution to 30000, fragmentation intensity threshold to 5.0e3. Dynamic exclusion was enabled after 1 time and exclusion duration was 10s. Mass tolerance was set to 5ppm. Isolation window was set to 1.2 m/z. Normalized HCD collision energies were set to stepped mode with values at 30, 50, 150. Fragmentation scan range was set to auto, AGC target at standard and max IT at auto. Xcalibur AcquireX method modification was on. Mild trapping was enabled.
AN006832 | chromatography_metadata | CHROMATOGRAPHY_SUMMARY | Chromatographic separation of polar metabolites was achieved using a Millipore Sequant ZIC-pHILIC analytical column (5 µm, 2.1 × 150 mm) equipped with a 2.1 × 20 mm guard column (both 5 mm particle size) with a binary solvent system. Solvent A was 20 mM ammonium carbonate, 0.05% ammonium hydroxide; Solvent B was acetonitrile. The column oven and autosampler tray were held at 40 °C and 4 °C, respectively. The chromatographic gradient was run at a flow rate of 0.200 mL/min as follows: 0–2 min: 80% B; 2-17 min: linear gradient from 80% B to 20% B; 17-17.1 min: linear gradient from 20% B to 80% B; 17.1-22.5 min: hold at 80% B. Samples were randomized and analysed with LC–MS in a blinded manner with an injection volume was 5 µl. Pooled samples were generated from an equal mixture of all individual samples and analysed interspersed at regular intervals within sample sequence as a quality control.
AN006832 | chromatography_metadata | CHROMATOGRAPHY_TYPE | HILIC
AN006832 | chromatography_metadata | INSTRUMENT_NAME | Thermo Dionex Ultimate 3000
AN006832 | chromatography_metadata | COLUMN_NAME | SeQuant ZIC- pHILIC (150 x 2.1mm,5um)
AN006832 | chromatography_metadata | SOLVENT_A | 20 mM ammonium carbonate; 0.05% ammonium hydroxide
AN006832 | chromatography_metadata | SOLVENT_B | 100% acetonitrile
AN006832 | chromatography_metadata | FLOW_GRADIENT | 0-2 min: 80% B; 2-17 min: linear gradient from 80% B to 20% B; 17-17.1 min: linear gradient from 20% B to 80% B; 17.1-23 min: hold at 80% B.
AN006832 | chromatography_metadata | FLOW_RATE | 0.200 mL/min
AN006832 | chromatography_metadata | COLUMN_TEMPERATURE | 40
AN006832 | missingness | n_missing | 140
AN006832 | missingness | n_value | 2670
AN006832 | missingness | perc_missing | 5.2434456928839
AN006832 | binomial_statistics | estimate | 1
AN006832 | binomial_statistics | statistic | 95
AN006832 | binomial_statistics | p.value | 2.52435489670725e-29
AN006832 | binomial_statistics | parameter | 95
AN006832 | binomial_statistics | conf.low | 0.968957988132045
AN006832 | binomial_statistics | conf.high | 1
AN006832 | binomial_statistics | method | Exact binomial test
AN006832 | binomial_statistics | alternative | greater
AN006833 | measurement_metadata | INSTRUMENT_NAME | Thermo Orbitrap Exploris 240
AN006833 | measurement_metadata | INSTRUMENT_TYPE | Orbitrap
AN006833 | measurement_metadata | MS_TYPE | ESI
AN006833 | measurement_metadata | ION_MODE | UNSPECIFIED
AN006833 | measurement_metadata | MS_COMMENTS | Metabolites were measured with Vanquish Horizon UHPLC coupled to an Orbitrap Exploris 240 mass spectrometer (both Thermo Fisher Scientific) via a heated electrospray ionization source. The spray voltages were set to +3.5kV/-2.8 kV, RF lens value at 70, the heated capillary held at 320 °C, and the auxiliary gas heater held at 280 °C. The flow rate for sheath gas, aux gas and sweep gas were set to 40, 15 and 0, respectively. For MS1 scans, mass range was set to m/z=70-900, AGC target set to standard and maximum injection time (IT) set to auto. Data acquisition for experimental samples used full scan mode with polarity switching at an Orbitrap resolution of 120000. Data acquisition for untargeted metabolite identification was performed using the AcquireX Deep Scan workflow, an iterative data-dependent acquisition (DDA) strategy using multiple injections of the pooled sample. In brief, sample was first injected in full scan-only mode in single polarity to create an automated inclusion list. MS2 acquisition was then carried out in triplicate, where ions on the inclusion list were prioritized for fragmentation in each run, after which both the exclusion and inclusion lists were updated in a manner where fragmented ions from the inclusion list were moved to exclusion list for the next run. DDA full scan-ddMS2 method for AcquireX workflow used the following parameters: full scan resolution was set to 60000, fragmentation resolution to 30000, fragmentation intensity threshold to 5.0e3. Dynamic exclusion was enabled after 1 time and exclusion duration was 10s. Mass tolerance was set to 5ppm. Isolation window was set to 1.2 m/z. Normalized HCD collision energies were set to stepped mode with values at 30, 50, 150. Fragmentation scan range was set to auto, AGC target at standard and max IT at auto. Xcalibur AcquireX method modification was on. Mild trapping was enabled.
AN006833 | chromatography_metadata | CHROMATOGRAPHY_TYPE | HILIC
AN006833 | chromatography_metadata | INSTRUMENT_NAME | Thermo Dionex Ultimate 3000
AN006833 | chromatography_metadata | COLUMN_NAME | SeQuant ZIC- pHILIC (150 x 2.1mm,5um)
AN006833 | chromatography_metadata | SOLVENT_A | 20 mM ammonium carbonate; 0.05% ammonium hydroxide
AN006833 | chromatography_metadata | SOLVENT_B | 100% acetonitrile
AN006833 | chromatography_metadata | FLOW_GRADIENT | 0-2 min: 80% B; 2-17 min: linear gradient from 80% B to 20% B; 17-17.1 min: linear gradient from 20% B to 80% B; 17.1-23 min: hold at 80% B.
AN006833 | chromatography_metadata | FLOW_RATE | 0.200 mL/min
AN006833 | chromatography_metadata | COLUMN_TEMPERATURE | 40
AN006833 | missingness | n_missing | 101
AN006833 | missingness | n_value | 2580
AN006833 | missingness | perc_missing | 3.91472868217054
AN006833 | binomial_statistics | estimate | 1
AN006833 | binomial_statistics | statistic | 44
AN006833 | binomial_statistics | p.value | 5.68434188608079e-14
AN006833 | binomial_statistics | parameter | 44
AN006833 | binomial_statistics | conf.low | 0.934181228855066
AN006833 | binomial_statistics | conf.high | 1
AN006833 | binomial_statistics | method | Exact binomial test
AN006833 | binomial_statistics | alternative | greater
AN006905 | measurement_metadata | INSTRUMENT_NAME | ABI Sciex 6500+ QTrap
AN006905 | measurement_metadata | INSTRUMENT_TYPE | Triple quadrupole
AN006905 | measurement_metadata | MS_TYPE | ESI
AN006905 | measurement_metadata | ION_MODE | NEGATIVE
AN006905 | measurement_metadata | MS_COMMENTS | The instrument is controlled by Analyst 1.7.2 software. Targeted data acquisition is performed in scheduled multiple-reaction-monitoring (scheduled-MRM) mode. We monitor 180 and 213 MRM transitions in POS and NEG mode, respectively (393 MRM transitions total corresponding to 361 metabolites and 32 stable isotope-labeled internal standards. The source and collision gas is N2 generated by a Peak Scientific Genius 1024 nitrogen generator (Peak Scientific Inc., North Billerica, MA). The ion source conditions in negative mode are: Curtain Gas (CUR) = 30 psi, Collision Gas (CAD) = 8 L/min, Ion Spray Voltage (IS) = - 4.0 KV, Temperature (TEM) = 425 °C, Ion Source Gas 1 (GS1) = 70 psi and Ion Source Gas 2 (GS2) = 80 psi.
AN006905 | chromatography_metadata | CHROMATOGRAPHY_SUMMARY | 10 µL for analysis using negative (NEG) ionization mode
AN006905 | chromatography_metadata | CHROMATOGRAPHY_TYPE | HILIC
AN006905 | chromatography_metadata | INSTRUMENT_NAME | Shimadzu Nexera XR LC-20AD
AN006905 | chromatography_metadata | COLUMN_NAME | Waters XBridge BEH Amide 2.5 um 2.1 x 150mm
AN006905 | chromatography_metadata | SOLVENT_A | 10 mM ammonium acetate in 95%H2O/ 3% acetonitrile/ 2% methanol + 0.2% acetic acid
AN006905 | chromatography_metadata | SOLVENT_B | 10 mM ammonium acetate in 93%acetonitrile/ 5% H2O/ 2% methanol + 0.2% acetic acid
AN006905 | chromatography_metadata | FLOW_GRADIENT | A (5-50%), B (50-95%)
AN006905 | chromatography_metadata | FLOW_RATE | 0.3 mL/min
AN006905 | chromatography_metadata | COLUMN_TEMPERATURE | 45 C
AN006905 | missingness | n_missing | 91
AN006905 | missingness | n_value | 5576
AN006905 | missingness | perc_missing | 1.63199426111908
AN006905 | binomial_statistics | estimate | 0.847058823529412
AN006905 | binomial_statistics | statistic | 360
AN006905 | binomial_statistics | p.value | 6.8398038624865e-51
AN006905 | binomial_statistics | parameter | 425
AN006905 | binomial_statistics | conf.low | 0.815370787975998
AN006905 | binomial_statistics | conf.high | 1
AN006905 | binomial_statistics | method | Exact binomial test
AN006905 | binomial_statistics | alternative | greater
AN006906 | measurement_metadata | INSTRUMENT_NAME | ABI Sciex 6500+ QTrap
AN006906 | measurement_metadata | INSTRUMENT_TYPE | Triple quadrupole
AN006906 | measurement_metadata | MS_TYPE | ESI
AN006906 | measurement_metadata | ION_MODE | POSITIVE
AN006906 | measurement_metadata | MS_COMMENTS | The instrument is controlled by Analyst 1.7.2 software. Targeted data acquisition is performed in scheduled multiple-reaction-monitoring (scheduled-MRM) mode. We monitor 180 and 213 MRM transitions in POS and NEG mode, respectively (393 MRM transitions total corresponding to 361 metabolites and 32 stable isotope-labeled internal standards. The source and collision gas is N2 generated by a Peak Scientific Genius 1024 nitrogen generator (Peak Scientific Inc., North Billerica, MA). The ion source conditions in positive mode are: Curtain Gas (CUR) = 30 psi, Collision Gas (CAD) = 8 L/min, Ion Spray Voltage (IS) = 4.0 KV, Temperature (TEM) = 425 °C, Ion Source Gas 1 (GS1) = 70 psi and Ion Source Gas 2 (GS2) = 80 psi.
AN006906 | chromatography_metadata | CHROMATOGRAPHY_SUMMARY | 5 µL for analysis using positive (POS) ionization mode
AN006906 | chromatography_metadata | CHROMATOGRAPHY_TYPE | HILIC
AN006906 | chromatography_metadata | INSTRUMENT_NAME | Shimadzu Nexera XR LC-20AD
AN006906 | chromatography_metadata | COLUMN_NAME | Waters XBridge BEH Amide 2.5 um 2.1 x 150mm
AN006906 | chromatography_metadata | SOLVENT_A | 10 mM ammonium acetate in 95%H2O/ 5% methanol + 0.3% acetic acid
AN006906 | chromatography_metadata | SOLVENT_B | 10 mM ammonium acetate in 90%acetonitrile/ 5% H2O/ 5% methanol + 0.3% acetic acid
AN006906 | chromatography_metadata | FLOW_GRADIENT | A (5-50%), B (50-95%)
AN006906 | chromatography_metadata | FLOW_RATE | 0.3 mL/min
AN006906 | chromatography_metadata | COLUMN_TEMPERATURE | 45 C
AN006906 | missingness | n_missing | 87
AN006906 | missingness | n_value | 5168
AN006906 | missingness | perc_missing | 1.68343653250774
AN006906 | binomial_statistics | estimate | 0.794871794871795
AN006906 | binomial_statistics | statistic | 93
AN006906 | binomial_statistics | p.value | 4.44474222320434e-11
AN006906 | binomial_statistics | parameter | 117
AN006906 | binomial_statistics | conf.low | 0.723821804010602
AN006906 | binomial_statistics | conf.high | 1
AN006906 | binomial_statistics | method | Exact binomial test
AN006906 | binomial_statistics | alternative | greater
AN006915 | measurement_metadata | INSTRUMENT_NAME | ABI Sciex 6500+ QTrap
AN006915 | measurement_metadata | INSTRUMENT_TYPE | Triple quadrupole
AN006915 | measurement_metadata | MS_TYPE | ESI
AN006915 | measurement_metadata | ION_MODE | NEGATIVE
AN006915 | measurement_metadata | MS_COMMENTS | The instrument is controlled by Analyst 1.7.2 software. Targeted data acquisition is performed in scheduled multiple-reaction-monitoring (scheduled-MRM) mode. We monitor 180 and 213 MRM transitions in POS and NEG mode, respectively (393 MRM transitions total corresponding to 361 metabolites and 32 stable isotope-labeled internal standards. The source and collision gas is N2 generated by a Peak Scientific Genius 1024 nitrogen generator (Peak Scientific Inc., North Billerica, MA). The ion source conditions in negative mode are: Curtain Gas (CUR) = 30 psi, Collision Gas (CAD) = 8 L/min, Ion Spray Voltage (IS) = - 4.0 KV, Temperature (TEM) = 425 °C, Ion Source Gas 1 (GS1) = 70 psi and Ion Source Gas 2 (GS2) = 80 psi.
AN006915 | chromatography_metadata | CHROMATOGRAPHY_SUMMARY | 10 µL for analysis using negative (NEG) ionization mode
AN006915 | chromatography_metadata | CHROMATOGRAPHY_TYPE | HILIC
AN006915 | chromatography_metadata | INSTRUMENT_NAME | Shimadzu Nexera XR LC-20AD
AN006915 | chromatography_metadata | COLUMN_NAME | Waters XBridge BEH Amide 2.5 um 2.1 x 150mm
AN006915 | chromatography_metadata | SOLVENT_A | 10 mM ammonium acetate in 95%H2O/ 3% acetonitrile/ 2% methanol + 0.2% acetic acid
AN006915 | chromatography_metadata | SOLVENT_B | 10 mM ammonium acetate in 93%acetonitrile/ 5% H2O/ 2% methanol + 0.2% acetic acid
AN006915 | chromatography_metadata | FLOW_GRADIENT | [0-1.5 min: 5% A , 95% B; 1.5-6 min: 5-30% A, 95-70% B; 6-10 min: 30% A - 70% B; 10-12 min: 30-55% A, 70-45 % B; 12-14 min: 55% A , 45% B; 14-15 min: 55-5% A, 45-95% B; 15-18 min: 5% A, 95%]
AN006915 | chromatography_metadata | FLOW_RATE | 0.3 mL/min
AN006915 | chromatography_metadata | COLUMN_TEMPERATURE | 45 C
AN006915 | missingness | n_missing | 89
AN006915 | missingness | n_value | 5002
AN006915 | missingness | perc_missing | 1.77928828468613
AN006915 | binomial_statistics | estimate | 0.849462365591398
AN006915 | binomial_statistics | statistic | 316
AN006915 | binomial_statistics | p.value | 2.01722017985766e-45
AN006915 | binomial_statistics | parameter | 372
AN006915 | binomial_statistics | conf.low | 0.81555319729669
AN006915 | binomial_statistics | conf.high | 1
AN006915 | binomial_statistics | method | Exact binomial test
AN006915 | binomial_statistics | alternative | greater
AN006916 | measurement_metadata | INSTRUMENT_NAME | ABI Sciex 6500+ QTrap
AN006916 | measurement_metadata | INSTRUMENT_TYPE | Triple quadrupole
AN006916 | measurement_metadata | MS_TYPE | ESI
AN006916 | measurement_metadata | ION_MODE | POSITIVE
AN006916 | measurement_metadata | MS_COMMENTS | The instrument is controlled by Analyst 1.7.2 software. Targeted data acquisition is performed in scheduled multiple-reaction-monitoring (scheduled-MRM) mode. We monitor 180 and 213 MRM transitions in POS and NEG mode, respectively (393 MRM transitions total corresponding to 361 metabolites and 32 stable isotope-labeled internal standards. The source and collision gas is N2 generated by a Peak Scientific Genius 1024 nitrogen generator (Peak Scientific Inc., North Billerica, MA). The ion source conditions in positive mode are: Curtain Gas (CUR) = 30 psi, Collision Gas (CAD) = 8 L/min, Ion Spray Voltage (IS) = 4.0 KV, Temperature (TEM) = 425 °C, Ion Source Gas 1 (GS1) = 70 psi and Ion Source Gas 2 (GS2) = 80 psi.
AN006916 | chromatography_metadata | CHROMATOGRAPHY_SUMMARY | 5 µL for analysis using positive (POS) ionization mode
AN006916 | chromatography_metadata | CHROMATOGRAPHY_TYPE | HILIC
AN006916 | chromatography_metadata | INSTRUMENT_NAME | Shimadzu Nexera XR LC-20AD
AN006916 | chromatography_metadata | COLUMN_NAME | Waters XBridge BEH Amide 2.5 um 2.1 x 150mm
AN006916 | chromatography_metadata | SOLVENT_A | 10 mM ammonium acetate in 95%H2O/ 5% methanol + 0.3% acetic acid
AN006916 | chromatography_metadata | SOLVENT_B | 10 mM ammonium acetate in 90%acetonitrile/ 5% H2O/ 5% methanol + 0.3% acetic acid
AN006916 | chromatography_metadata | FLOW_GRADIENT | [0-13 min: 5% A , 95% B; 3-8 min: 5-30% A, 95-50% B; 18-12 min: 50% A, 50% B; 12-13 min: 50-5% A, 50-95% B; 13-15 min: 5% A, 95% B]
AN006916 | chromatography_metadata | FLOW_RATE | 0.3 mL/min
AN006916 | chromatography_metadata | COLUMN_TEMPERATURE | 45 C
AN006916 | missingness | n_missing | 76
AN006916 | missingness | n_value | 4636
AN006916 | missingness | perc_missing | 1.63934426229508
AN006916 | binomial_statistics | estimate | 0.766355140186916
AN006916 | binomial_statistics | statistic | 82
AN006916 | binomial_statistics | p.value | 1.45404837065047e-08
AN006916 | binomial_statistics | parameter | 107
AN006916 | binomial_statistics | conf.low | 0.689227103589648
AN006916 | binomial_statistics | conf.high | 1
AN006916 | binomial_statistics | method | Exact binomial test
AN006916 | binomial_statistics | alternative | greater
AN006919 | measurement_metadata | INSTRUMENT_NAME | Thermo Orbitrap ID-X Tribrid
AN006919 | measurement_metadata | INSTRUMENT_TYPE | Orbitrap
AN006919 | measurement_metadata | MS_TYPE | ESI
AN006919 | measurement_metadata | ION_MODE | POSITIVE
AN006919 | measurement_metadata | MS_COMMENTS | MS acquisition: data dependent acquisition Raw data were processed using LipidSearch ver 4.2
AN006919 | chromatography_metadata | CHROMATOGRAPHY_TYPE | Reversed phase
AN006919 | chromatography_metadata | INSTRUMENT_NAME | Thermo Vanquish
AN006919 | chromatography_metadata | COLUMN_NAME | Thermo Accucore C18 (100 x 4.6mm, 2.6um).
AN006919 | chromatography_metadata | SOLVENT_A | 60% acetonitrile/40% water; 10 mM ammonium formate; 0.1% formic acid
AN006919 | chromatography_metadata | SOLVENT_B | 10% acetonitrile/90% isopropanol; 10 mM ammonium formate; 0.1% formic acid
AN006919 | chromatography_metadata | FLOW_GRADIENT | 0-0.2 min: 40% B; 0.2-1.5 min: 40-60% B; 1.5-6 min: 60-70% B; 6-9 min: 70-85% B; 9-11 min:85-100% B; 11-12.5 min: 100% B; 12.5-13 min:100-40% B; 13-16 min: 40% B
AN006919 | chromatography_metadata | FLOW_RATE | 0.4 ml/min
AN006919 | chromatography_metadata | COLUMN_TEMPERATURE | 40°C
AN006919 | missingness | n_missing | 22
AN006919 | missingness | n_value | 108388
AN006919 | missingness | perc_missing | 0.0202974499022032
AN006919 | binomial_statistics | estimate | 0.75122216186855
AN006919 | binomial_statistics | statistic | 1383
AN006919 | binomial_statistics | p.value | 6.93528694927242e-108
AN006919 | binomial_statistics | parameter | 1841
AN006919 | binomial_statistics | conf.low | 0.734087587044542
AN006919 | binomial_statistics | conf.high | 1
AN006919 | binomial_statistics | method | Exact binomial test
AN006919 | binomial_statistics | alternative | greater
AN006952 | measurement_metadata | INSTRUMENT_NAME | Thermo Q Exactive Plus Orbitrap
AN006952 | measurement_metadata | INSTRUMENT_TYPE | Orbitrap
AN006952 | measurement_metadata | MS_TYPE | ESI
AN006952 | measurement_metadata | ION_MODE | NEGATIVE
AN006952 | measurement_metadata | MS_COMMENTS | -
AN006952 | chromatography_metadata | CHROMATOGRAPHY_TYPE | Reversed phase
AN006952 | chromatography_metadata | INSTRUMENT_NAME | Thermo Dionex Ultimate 3000
AN006952 | chromatography_metadata | COLUMN_NAME | Waters ACQUITY UPLC BEH C18 (100 x 2.1mm,1.7um)
AN006952 | chromatography_metadata | SOLVENT_A | 100% water
AN006952 | chromatography_metadata | SOLVENT_B | 5% water/95% acetonitrile
AN006952 | chromatography_metadata | FLOW_GRADIENT | 2% B to 100% B in 10 min.
AN006952 | chromatography_metadata | FLOW_RATE | 0.4 mL/min
AN006952 | chromatography_metadata | COLUMN_TEMPERATURE | 50
AN006952 | missingness | n_missing | 153
AN006952 | missingness | n_value | 33033
AN006952 | missingness | perc_missing | 0.463173190445918
AN006952 | binomial_statistics | estimate | 0.806981519507187
AN006952 | binomial_statistics | statistic | 786
AN006952 | binomial_statistics | p.value | 8.66717371626917e-88
AN006952 | binomial_statistics | parameter | 974
AN006952 | binomial_statistics | conf.low | 0.784987960541585
AN006952 | binomial_statistics | conf.high | 1
AN006952 | binomial_statistics | method | Exact binomial test
AN006952 | binomial_statistics | alternative | greater
AN006966 | measurement_metadata | INSTRUMENT_NAME | Thermo Orbitrap Exploris 120
AN006966 | measurement_metadata | INSTRUMENT_TYPE | Orbitrap
AN006966 | measurement_metadata | MS_TYPE | ESI
AN006966 | measurement_metadata | ION_MODE | POSITIVE
AN006966 | measurement_metadata | MS_COMMENTS | MS with a heated electrospray source operating in positive and negative modes (rapid switching) and a mass resolution of 35,000 from m/z 85 to 1275. Sample injections within the experiment were randomized to avoid any impact of systematic instrument drift on metabolite signals. Retention times for ∼350 authentic standards were checked manually to aid metabolite identification.
AN006966 | chromatography_metadata | CHROMATOGRAPHY_SUMMARY | Metabolite analysis was performed by liquid chromatography-mass spectrometry LC-MS using hydrophilic interaction liquid chromatography (HILIC) and high-resolution (Q-Exactive Orbitrap, Thermo Fisher) MS. Briefly, samples (10 μL) were injected onto a Dionex RSLC U3000 LC system (Thermo) fitted with a ZIC-pHILIC column (5 μm particle size, 4.6 by 150 mm; Merck) and 20 mM ammonium carbonate (A) and acetonitrile (B) were used as the mobile phases. A 30 min gradient starting from 80% B to 50% B over 15 mins, followed by washing at 5% B for 3 mins and re-equilibration at 80% B, was used.
AN006966 | chromatography_metadata | CHROMATOGRAPHY_TYPE | HILIC
AN006966 | chromatography_metadata | INSTRUMENT_NAME | Thermo Vanquish
AN006966 | chromatography_metadata | COLUMN_NAME | Merck SeQuant ZIC-HILIC (150 x 4.6mm,5um)
AN006966 | chromatography_metadata | SOLVENT_A | 100% water; 20 mM ammonium carbonate
AN006966 | chromatography_metadata | SOLVENT_B | 100% Acetonitrile
AN006966 | chromatography_metadata | FLOW_GRADIENT | A 22 min gradient starting from 80% B to 50% B over 15 mins, followed by washing at 5% B for 3 mins and re-equilibration at 80% B, was used.
AN006966 | chromatography_metadata | FLOW_RATE | 0.35 ml/min
AN006966 | chromatography_metadata | COLUMN_TEMPERATURE | 25
AN006966 | missingness | n_missing | 44
AN006966 | missingness | n_value | 2928
AN006966 | missingness | perc_missing | 1.50273224043716
AN006966 | binomial_statistics | estimate | 1
AN006966 | binomial_statistics | statistic | 34
AN006966 | binomial_statistics | p.value | 5.82076609134675e-11
AN006966 | binomial_statistics | parameter | 34
AN006966 | binomial_statistics | conf.low | 0.915660356649375
AN006966 | binomial_statistics | conf.high | 1
AN006966 | binomial_statistics | method | Exact binomial test
AN006966 | binomial_statistics | alternative | greater
AN006967 | measurement_metadata | INSTRUMENT_NAME | Thermo Orbitrap Exploris 120
AN006967 | measurement_metadata | INSTRUMENT_TYPE | Orbitrap
AN006967 | measurement_metadata | MS_TYPE | ESI
AN006967 | measurement_metadata | ION_MODE | NEGATIVE
AN006967 | measurement_metadata | MS_COMMENTS | MS with a heated electrospray source operating in positive and negative modes (rapid switching) and a mass resolution of 35,000 from m/z 85 to 1275. Sample injections within the experiment were randomized to avoid any impact of systematic instrument drift on metabolite signals. Retention times for ∼350 authentic standards were checked manually to aid metabolite identification.
AN006967 | chromatography_metadata | CHROMATOGRAPHY_SUMMARY | Metabolite analysis was performed by liquid chromatography-mass spectrometry LC-MS using hydrophilic interaction liquid chromatography (HILIC) and high-resolution (Q-Exactive Orbitrap, Thermo Fisher) MS. Briefly, samples (10 μL) were injected onto a Dionex RSLC U3000 LC system (Thermo) fitted with a ZIC-pHILIC column (5 μm particle size, 4.6 by 150 mm; Merck) and 20 mM ammonium carbonate (A) and acetonitrile (B) were used as the mobile phases. A 30 min gradient starting from 80% B to 50% B over 15 mins, followed by washing at 5% B for 3 mins and re-equilibration at 80% B, was used.
AN006967 | chromatography_metadata | CHROMATOGRAPHY_TYPE | HILIC
AN006967 | chromatography_metadata | INSTRUMENT_NAME | Thermo Vanquish
AN006967 | chromatography_metadata | COLUMN_NAME | Merck SeQuant ZIC-HILIC (150 x 4.6mm,5um)
AN006967 | chromatography_metadata | SOLVENT_A | 100% water; 20 mM ammonium carbonate
AN006967 | chromatography_metadata | SOLVENT_B | 100% Acetonitrile
AN006967 | chromatography_metadata | FLOW_GRADIENT | A 22 min gradient starting from 80% B to 50% B over 15 mins, followed by washing at 5% B for 3 mins and re-equilibration at 80% B, was used.
AN006967 | chromatography_metadata | FLOW_RATE | 0.35 ml/min
AN006967 | chromatography_metadata | COLUMN_TEMPERATURE | 25
AN006967 | missingness | n_missing | 19
AN006967 | missingness | n_value | 2724
AN006967 | missingness | perc_missing | 0.697503671071953
AN006967 | binomial_statistics | estimate | 0.542857142857143
AN006967 | binomial_statistics | statistic | 19
AN006967 | binomial_statistics | p.value | 0.36793940042844
AN006967 | binomial_statistics | parameter | 35
AN006967 | binomial_statistics | conf.low | 0.391670189001749
AN006967 | binomial_statistics | conf.high | 1
AN006967 | binomial_statistics | method | Exact binomial test
AN006967 | binomial_statistics | alternative | greater
AN006995 | measurement_metadata | INSTRUMENT_NAME | ABI Sciex 6500+ QTrap
AN006995 | measurement_metadata | INSTRUMENT_TYPE | Triple quadrupole
AN006995 | measurement_metadata | MS_TYPE | ESI
AN006995 | measurement_metadata | ION_MODE | POSITIVE
AN006995 | measurement_metadata | MS_COMMENTS | curtain gas at 40 psi; collision gas set at medium; ion spray voltage at 5,500 V; temperature at 250°C; ion source Gas 1 at 55 psi; ion source Gas 2 at 60 psi.
AN006995 | chromatography_metadata | CHROMATOGRAPHY_TYPE | Reversed phase
AN006995 | chromatography_metadata | INSTRUMENT_NAME | Agilent 1290 Infinity II
AN006995 | chromatography_metadata | COLUMN_NAME | Waters ACQUITY UPLC BEH C18 (100 x 2.1mm,1.7um)
AN006995 | chromatography_metadata | SOLVENT_A | 60% acetonitrile/40% water; 10 mM ammonium formate; 0.1% formic acid
AN006995 | chromatography_metadata | SOLVENT_B | 90% isopropyl alcohol/10% acetonitrile; 10 mM ammonium formate; 0.1% formic acid
AN006995 | chromatography_metadata | FLOW_GRADIENT | 0.0-8.0 min from 45% B to 99% B, 8.0-9.0 min at 99% B, 9.0-9.1 min to 45% B, and 9.1-10.0 min at 45% B.
AN006995 | chromatography_metadata | FLOW_RATE | 0.25 mL/min
AN006995 | chromatography_metadata | COLUMN_TEMPERATURE | 55
AN006995 | chromatography_metadata | SAMPLE_INJECTION | 5
AN006995 | missingness | n_missing | 982
AN006995 | missingness | n_value | 7220
AN006995 | missingness | perc_missing | 13.601108033241
AN006995 | binomial_statistics | estimate | 0.991853360488798
AN006995 | binomial_statistics | statistic | 487
AN006995 | binomial_statistics | p.value | 3.772542760174e-139
AN006995 | binomial_statistics | parameter | 491
AN006995 | binomial_statistics | conf.low | 0.981455062795502
AN006995 | binomial_statistics | conf.high | 1
AN006995 | binomial_statistics | method | Exact binomial test
AN006995 | binomial_statistics | alternative | greater
AN006996 | measurement_metadata | INSTRUMENT_NAME | ABI Sciex 6500+ QTrap
AN006996 | measurement_metadata | INSTRUMENT_TYPE | Triple quadrupole
AN006996 | measurement_metadata | MS_TYPE | ESI
AN006996 | measurement_metadata | ION_MODE | NEGATIVE
AN006996 | measurement_metadata | MS_COMMENTS | curtain gas at 30 psi; collision gas set at medium; ion spray voltage at 4,500 V; temperature at 600°C; ion source Gas 1 at 55 psi; ion source Gas 2 at 60 psi.
AN006996 | chromatography_metadata | CHROMATOGRAPHY_TYPE | Reversed phase
AN006996 | chromatography_metadata | INSTRUMENT_NAME | Agilent 1290 Infinity II
AN006996 | chromatography_metadata | COLUMN_NAME | Waters ACQUITY UPLC BEH C18 (100 x 2.1mm,1.7um)
AN006996 | chromatography_metadata | SOLVENT_A | 60% acetonitrile/40% water; 10 mM ammonium acetate; 0.1% acetic acid
AN006996 | chromatography_metadata | SOLVENT_B | 90% isopropyl alcohol/10% acetonitrile; 10 mM ammonium acetate; 0.1% acetic acid
AN006996 | chromatography_metadata | FLOW_GRADIENT | 0.0-8.0 min from 45% B to 99% B, 8.0-9.0 min at 99% B, 9.0-9.1 min to 45% B, and 9.1-10.0 min at 45% B.
AN006996 | chromatography_metadata | FLOW_RATE | 0.25 mL/min
AN006996 | chromatography_metadata | COLUMN_TEMPERATURE | 55
AN006996 | chromatography_metadata | SAMPLE_INJECTION | 5
AN006996 | missingness | n_missing | 15
AN006996 | missingness | n_value | 2666
AN006996 | missingness | perc_missing | 0.562640660165041
AN006996 | binomial_statistics | estimate | 1
AN006996 | binomial_statistics | statistic | 45
AN006996 | binomial_statistics | p.value | 2.8421709430404e-14
AN006996 | binomial_statistics | parameter | 45
AN006996 | binomial_statistics | conf.low | 0.935595711192217
AN006996 | binomial_statistics | conf.high | 1
AN006996 | binomial_statistics | method | Exact binomial test
AN006996 | binomial_statistics | alternative | greater
AN007056 | measurement_metadata | INSTRUMENT_NAME | Thermo Q Exactive Orbitrap
AN007056 | measurement_metadata | INSTRUMENT_TYPE | Orbitrap
AN007056 | measurement_metadata | MS_TYPE | ESI
AN007056 | measurement_metadata | ION_MODE | POSITIVE
AN007056 | measurement_metadata | MS_COMMENTS | Mass spectroscopic (MS) analyses were performed by using electrospray ionization in the positive ion mode using full scan analysis over 70 to 800 m/z at 70 000 resolution and 3 Hz data acquisition rate. Other MS settings were as follows: sheath gas 40, sweep gas 2, spray voltage 3.5 kV, capillary temperature 350 °C, S-lens RF 40, heater temperature 300 °C, microscans 1, automatic gain control target 1e6, and maximum ion time 250 ms. Raw data were processed using TraceFinder 3.3 software (Thermo Fisher Scientific; Waltham, MA) and Progenesis QI (Nonlinear Dynamics; Newcastle upon Tyne, UK). Metabolite identities were confirmed using authentic reference standards or reference samples.
AN007056 | chromatography_metadata | CHROMATOGRAPHY_SUMMARY | Chromatography method 1 (HILIC-POS)
AN007056 | chromatography_metadata | CHROMATOGRAPHY_TYPE | HILIC
AN007056 | chromatography_metadata | INSTRUMENT_NAME | Shimadzu Nexera X2
AN007056 | chromatography_metadata | COLUMN_NAME | Water Atlantis HILIC (150 x 2.1 mm, 3 μm)
AN007056 | chromatography_metadata | SOLVENT_A | 100% Water; 10 mM Ammonium formate; 0.1% Formic acid
AN007056 | chromatography_metadata | SOLVENT_B | 100% Acetonitrile; 0.1% Formic acid
AN007056 | chromatography_metadata | FLOW_GRADIENT | Chromatographic separation was performed using an isocratic elution at a flow rate of 250 μL/min with 5% mobile phase A (10 mM ammonium formate and 0.1% formic acid in water) for 1 minute. This was followed by a linear gradient to 40% mobile phase B (acetonitrile with 0.1% formic acid) over 10 minutes. At 10 minutes, the gradient was returned to initial isocratic conditions (5% mobile phase A) and held until 18 minutes, at which point MS acquisition was stopped. The column was equilibrated with 5% mobile phase A at a flow rate of 400 μL/min for 12 minutes, followed by a reduction to the initial flow rate of 250 μL/min for 2 minutes before the next injection.
AN007056 | chromatography_metadata | FLOW_RATE | 250 μL/min
AN007056 | chromatography_metadata | COLUMN_TEMPERATURE | 30
AN007056 | chromatography_metadata | INTERNAL_STANDARD | L-Phenylalanine-d8 (CIL, DLM-372-1), L-Valine-d8 (Sigma, 486027)
AN007056 | missingness | n_missing | 1463
AN007056 | missingness | n_value | 7776
AN007056 | missingness | perc_missing | 18.8143004115226
AN007056 | binomial_statistics | estimate | 0.926923076923077
AN007056 | binomial_statistics | statistic | 482
AN007056 | binomial_statistics | p.value | 2.44190246633382e-99
AN007056 | binomial_statistics | parameter | 520
AN007056 | binomial_statistics | conf.low | 0.905313063270384
AN007056 | binomial_statistics | conf.high | 1
AN007056 | binomial_statistics | method | Exact binomial test
AN007056 | binomial_statistics | alternative | greater
AN007057 | measurement_metadata | INSTRUMENT_NAME | Thermo Q Exactive HF hybrid Orbitrap
AN007057 | measurement_metadata | INSTRUMENT_TYPE | Orbitrap
AN007057 | measurement_metadata | MS_TYPE | ESI
AN007057 | measurement_metadata | ION_MODE | POSITIVE
AN007057 | measurement_metadata | MS_COMMENTS | Mass spectroscopic (MS) analyses were performed by using electrospray ionization in the positive ion mode using full scan analysis over 70 to 800 m/z at 120 000 resolution and 3 Hz data acquisition rate. Other MS settings were as follows: sheath gas 40, sweep gas 2, spray voltage 3.5 kV, capillary temperature 350°C, S-lens RF 40, heater temperature 300°C, microscans 1, automatic gain control target 1e6, and maximum ion time 250 ms. Raw data were processed using TraceFinder 3.3 software (Thermo Fisher Scientific; Waltham, MA) and Progenesis QI (Nonlinear Dynamics; Newcastle upon Tyne, UK). Metabolite identities were confirmed using authentic reference standards or reference samples.
AN007057 | chromatography_metadata | CHROMATOGRAPHY_SUMMARY | Chromatography method 1 (HILIC-POS)
AN007057 | chromatography_metadata | CHROMATOGRAPHY_TYPE | HILIC
AN007057 | chromatography_metadata | INSTRUMENT_NAME | Shimadzu Nexera X2
AN007057 | chromatography_metadata | COLUMN_NAME | Water Atlantis HILIC (150 x 2.1 mm, 3 μm)
AN007057 | chromatography_metadata | SOLVENT_A | 100% Water; 10 mM Ammonium formate; 0.1% Formic acid
AN007057 | chromatography_metadata | SOLVENT_B | 100% Acetonitrile; 0.1% Formic acid
AN007057 | chromatography_metadata | FLOW_GRADIENT | Chromatographic separation was performed using an isocratic elution at a flow rate of 250 μL/min with 5% mobile phase A (10 mM ammonium formate and 0.1% formic acid in water) for 1 minute. This was followed by a linear gradient to 40% mobile phase B (acetonitrile with 0.1% formic acid) over 10 minutes. At 10 minutes, the gradient was returned to initial isocratic conditions (5% mobile phase A) and held until 18 minutes, at which point MS acquisition was stopped. The column was equilibrated with 5% mobile phase A at a flow rate of 400 μL/min for 12 minutes, followed by a reduction to the initial flow rate of 250 μL/min for 2 minutes before the next injection.
AN007057 | chromatography_metadata | FLOW_RATE | 250 μL/min
AN007057 | chromatography_metadata | COLUMN_TEMPERATURE | 30
AN007057 | chromatography_metadata | INTERNAL_STANDARD | L-Phenylalanine-d8 (CIL, DLM-372-1), L-Valine-d8 (Sigma, 486027)
AN007057 | missingness | n_missing | 372
AN007057 | missingness | n_value | 2970
AN007057 | missingness | perc_missing | 12.5252525252525
AN007057 | binomial_statistics | estimate | 1
AN007057 | binomial_statistics | statistic | 264
AN007057 | binomial_statistics | p.value | 3.37350334183383e-80
AN007057 | binomial_statistics | parameter | 264
AN007057 | binomial_statistics | conf.low | 0.988716668975796
AN007057 | binomial_statistics | conf.high | 1
AN007057 | binomial_statistics | method | Exact binomial test
AN007057 | binomial_statistics | alternative | greater
AN007065 | measurement_metadata | INSTRUMENT_NAME | Thermo Q Exactive HF hybrid Orbitrap
AN007065 | measurement_metadata | INSTRUMENT_TYPE | Orbitrap
AN007065 | measurement_metadata | MS_TYPE | ESI
AN007065 | measurement_metadata | ION_MODE | POSITIVE
AN007065 | measurement_metadata | MS_COMMENTS | Mass spectroscopic (MS) analyses were performed by using electrospray ionization in the positive ion mode using full scan analysis over 70 to 800 m/z at 120 000 resolution and 3 Hz data acquisition rate. Other MS settings were as follows: sheath gas 40, sweep gas 2, spray voltage 3.5 kV, capillary temperature 350 °C, S-lens RF 40, heater temperature 300 °C, microscans 1, automatic gain control target 1e6, and maximum ion time 250 ms. Raw data were processed using TraceFinder 3.3 software (Thermo Fisher Scientific; Waltham, MA) and Progenesis QI (Nonlinear Dynamics; Newcastle upon Tyne, UK). Metabolite identities were confirmed using authentic reference standards or reference samples.
AN007065 | chromatography_metadata | CHROMATOGRAPHY_SUMMARY | Chromatography method 1 (HILIC-POS)
AN007065 | chromatography_metadata | CHROMATOGRAPHY_TYPE | HILIC
AN007065 | chromatography_metadata | INSTRUMENT_NAME | Shimadzu Nexera X2
AN007065 | chromatography_metadata | COLUMN_NAME | Water Atlantis HILIC (150 x 2.1 mm, 3 μm)
AN007065 | chromatography_metadata | SOLVENT_A | 100% Water; 10 mM Ammonium formate; 0.1% Formic acid
AN007065 | chromatography_metadata | SOLVENT_B | 100% Acetonitrile; 0.1% Formic acid
AN007065 | chromatography_metadata | FLOW_GRADIENT | Chromatographic separation was performed using an isocratic elution at a flow rate of 250 μL/min with 5% mobile phase A (10 mM ammonium formate and 0.1% formic acid in water) for 1 minute. This was followed by a linear gradient to 40% mobile phase B (acetonitrile with 0.1% formic acid) over 10 minutes. At 10 minutes, the gradient was returned to initial isocratic conditions (5% mobile phase A) and held until 18 minutes, at which point MS acquisition was stopped. The column was equilibrated with 5% mobile phase A at a flow rate of 400 μL/min for 12 minutes, followed by a reduction to the initial flow rate of 250 μL/min for 2 minutes before the next injection.
AN007065 | chromatography_metadata | FLOW_RATE | 250 μL/min
AN007065 | chromatography_metadata | COLUMN_TEMPERATURE | 30
AN007065 | chromatography_metadata | INTERNAL_STANDARD | L-Phenylalanine-d8 (CIL, DLM-372-1), L-Valine-d8 (Sigma, 486027)
AN007065 | missingness | n_missing | 523
AN007065 | missingness | n_value | 3276
AN007065 | missingness | perc_missing | 15.964590964591
AN007065 | binomial_statistics | estimate | 0.985454545454545
AN007065 | binomial_statistics | statistic | 271
AN007065 | binomial_statistics | p.value | 3.89730687627661e-75
AN007065 | binomial_statistics | parameter | 275
AN007065 | binomial_statistics | conf.low | 0.967025406833582
AN007065 | binomial_statistics | conf.high | 1
AN007065 | binomial_statistics | method | Exact binomial test
AN007065 | binomial_statistics | alternative | greater